## Summary
CEF Tomnatic Solar Forecast Report
Generated: 2025-10-24 16:00:19 CET
Location Information
Plant Name: | CEF Tomnatic
DC Capacity: | 2919 kW (2.919 MW) - Risen 695W panels
AC Capacity: | 2500 kW (limited to 2425 kW)
Location: | 45.9926°N, 20.6813°E (Tomnatic, Timiș)
Timezone: | CET (Central European Time)
Forecast Summary
Forecast Period: | 2025-10-24 23:00:00 to 2025-10-30 23:00:00
Duration: | 168 hours (7 days)
Peak Power: | 2206.9 kW
Total Energy: | 51472.2 kWh
Average Power: | 352.5 kW

## Hourly Forecast
timestamp | YEAR | MONTH | DAY | HOUR_START | HOUR_END | DAY_END | interval | power_kw | energy_kwh | q10 | q25 | q50 | q75 | q90
2025-10-24 23:00:00 | 2025 | 10 | 24 | 23 | 0 | 25 | 24 | 0 | 0 | 0 | 0 | 0 | 0 | 0
2025-10-25 00:00:00 | 2025 | 10 | 25 | 0 | 1 | 25 | 1 | 0 | 0 | 0 | 0 | 0 | 0 | 0
2025-10-25 01:00:00 | 2025 | 10 | 25 | 1 | 2 | 25 | 2 | 0 | 0 | 0 | 0 | 0 | 0 | 0
2025-10-25 02:00:00 | 2025 | 10 | 25 | 2 | 3 | 25 | 3 | 0 | 0 | 0 | 0 | 0 | 0 | 0
2025-10-25 03:00:00 | 2025 | 10 | 25 | 3 | 4 | 25 | 4 | 0 | 0 | 0 | 0 | 0 | 0 | 0
2025-10-25 04:00:00 | 2025 | 10 | 25 | 4 | 5 | 25 | 5 | 0 | 0 | 0 | 0 | 0 | 0 | 0
2025-10-25 05:00:00 | 2025 | 10 | 25 | 5 | 6 | 25 | 6 | 0 | 0 | 0 | 0 | 0 | 0 | 0
2025-10-25 06:00:00 | 2025 | 10 | 25 | 6 | 7 | 25 | 7 | 10.7587 | 10.7587 | 9.5439 | 10.1513 | 10.7587 | 11.3661 | 11.9735
2025-10-25 07:00:00 | 2025 | 10 | 25 | 7 | 8 | 25 | 8 | 205.5833 | 205.5833 | 182.1048 | 193.8441 | 205.5833 | 217.3226 | 229.0618
2025-10-25 08:00:00 | 2025 | 10 | 25 | 8 | 9 | 25 | 9 | 924.686 | 924.686 | 817.6633 | 871.1746 | 924.686 | 978.1974 | 1031.7087
2025-10-25 09:00:00 | 2025 | 10 | 25 | 9 | 10 | 25 | 10 | 1337.7937 | 1337.7937 | 1005.4501 | 1171.6219 | 1337.7937 | 1503.9655 | 1670.1374
2025-10-25 10:00:00 | 2025 | 10 | 25 | 10 | 11 | 25 | 11 | 871.5258 | 871.5258 | 619.1746 | 745.3502 | 871.5258 | 997.7014 | 1123.877
2025-10-25 11:00:00 | 2025 | 10 | 25 | 11 | 12 | 25 | 12 | 713.5978 | 713.5978 | 500.6265 | 607.1122 | 713.5978 | 820.0834 | 926.5691
2025-10-25 12:00:00 | 2025 | 10 | 25 | 12 | 13 | 25 | 13 | 886.538 | 886.538 | 657.1545 | 771.8463 | 886.538 | 1001.2298 | 1115.9216
2025-10-25 13:00:00 | 2025 | 10 | 25 | 13 | 14 | 25 | 14 | 827.4269 | 827.4269 | 595.0618 | 711.2444 | 827.4269 | 943.6095 | 1059.792
2025-10-25 14:00:00 | 2025 | 10 | 25 | 14 | 15 | 25 | 15 | 518.7298 | 518.7298 | 350.0408 | 434.3853 | 518.7298 | 603.0743 | 687.4188
2025-10-25 15:00:00 | 2025 | 10 | 25 | 15 | 16 | 25 | 16 | 316.3344 | 316.3344 | 213.2487 | 264.7916 | 316.3344 | 367.8773 | 419.4201
2025-10-25 16:00:00 | 2025 | 10 | 25 | 16 | 17 | 25 | 17 | 135.129 | 135.129 | 93.2387 | 114.1839 | 135.129 | 156.0742 | 177.0194
2025-10-25 17:00:00 | 2025 | 10 | 25 | 17 | 18 | 25 | 18 | 8.5614 | 8.5614 | 7.4484 | 8.0049 | 8.5614 | 9.1179 | 9.6744
2025-10-25 18:00:00 | 2025 | 10 | 25 | 18 | 19 | 25 | 19 | 0 | 0 | 0 | 0 | 0 | 0 | 0
2025-10-25 19:00:00 | 2025 | 10 | 25 | 19 | 20 | 25 | 20 | 0 | 0 | 0 | 0 | 0 | 0 | 0
2025-10-25 20:00:00 | 2025 | 10 | 25 | 20 | 21 | 25 | 21 | 0 | 0 | 0 | 0 | 0 | 0 | 0
2025-10-25 21:00:00 | 2025 | 10 | 25 | 21 | 22 | 25 | 22 | 0 | 0 | 0 | 0 | 0 | 0 | 0
2025-10-25 22:00:00 | 2025 | 10 | 25 | 22 | 23 | 25 | 23 | 0 | 0 | 0 | 0 | 0 | 0 | 0
2025-10-25 23:00:00 | 2025 | 10 | 25 | 23 | 0 | 26 | 24 | 0 | 0 | 0 | 0 | 0 | 0 | 0
2025-10-26 00:00:00 | 2025 | 10 | 26 | 0 | 1 | 26 | 1 | 0 | 0 | 0 | 0 | 0 | 0 | 0
2025-10-26 01:00:00 | 2025 | 10 | 26 | 1 | 2 | 26 | 2 | 0 | 0 | 0 | 0 | 0 | 0 | 0
2025-10-26 02:00:00 | 2025 | 10 | 26 | 2 | 2 | 26 | 3 | 0 | 0 | 0 | 0 | 0 | 0 | 0
2025-10-26 02:00:00 | 2025 | 10 | 26 | 2 | 3 | 26 | 3 | 0 | 0 | 0 | 0 | 0 | 0 | 0
2025-10-26 03:00:00 | 2025 | 10 | 26 | 3 | 4 | 26 | 4 | 0 | 0 | 0 | 0 | 0 | 0 | 0
2025-10-26 04:00:00 | 2025 | 10 | 26 | 4 | 5 | 26 | 5 | 0 | 0 | 0 | 0 | 0 | 0 | 0
2025-10-26 05:00:00 | 2025 | 10 | 26 | 5 | 6 | 26 | 6 | 0.13536 | 0.13536 | 0.089778 | 0.11257 | 0.13536 | 0.15815 | 0.18093
2025-10-26 06:00:00 | 2025 | 10 | 26 | 6 | 7 | 26 | 7 | 2.4578 | 2.4578 | 1.6287 | 2.0433 | 2.4578 | 2.8723 | 3.2868
2025-10-26 07:00:00 | 2025 | 10 | 26 | 7 | 8 | 26 | 8 | 15.719 | 15.719 | 10.4057 | 13.0623 | 15.719 | 18.3757 | 21.0324
2025-10-26 08:00:00 | 2025 | 10 | 26 | 8 | 9 | 26 | 9 | 21.0271 | 21.0271 | 13.9043 | 17.4657 | 21.0271 | 24.5884 | 28.1498
2025-10-26 09:00:00 | 2025 | 10 | 26 | 9 | 10 | 26 | 10 | 28.3122 | 28.3122 | 18.6997 | 23.5059 | 28.3122 | 33.1185 | 37.9248
2025-10-26 10:00:00 | 2025 | 10 | 26 | 10 | 11 | 26 | 11 | 29.6063 | 29.6063 | 19.5312 | 24.5687 | 29.6063 | 34.6439 | 39.6815
2025-10-26 11:00:00 | 2025 | 10 | 26 | 11 | 12 | 26 | 12 | 48.7353 | 48.7353 | 32.1114 | 40.4234 | 48.7353 | 57.0472 | 65.3592
2025-10-26 12:00:00 | 2025 | 10 | 26 | 12 | 13 | 26 | 13 | 33.5929 | 33.5929 | 22.1095 | 27.8512 | 33.5929 | 39.3346 | 45.0764
2025-10-26 13:00:00 | 2025 | 10 | 26 | 13 | 14 | 26 | 14 | 18.1749 | 18.1749 | 11.9475 | 15.0612 | 18.1749 | 21.2886 | 24.4023
2025-10-26 14:00:00 | 2025 | 10 | 26 | 14 | 15 | 26 | 15 | 15.502 | 15.502 | 10.177 | 12.8395 | 15.502 | 18.1645 | 20.827
2025-10-26 15:00:00 | 2025 | 10 | 26 | 15 | 16 | 26 | 16 | 12.4011 | 12.4011 | 8.132 | 10.2666 | 12.4011 | 14.5357 | 16.6703
2025-10-26 16:00:00 | 2025 | 10 | 26 | 16 | 17 | 26 | 17 | 1.0073 | 1.0073 | 0.65999 | 0.83367 | 1.0073 | 1.181 | 1.3547
2025-10-26 17:00:00 | 2025 | 10 | 26 | 17 | 18 | 26 | 18 | 0 | 0 | 0 | 0 | 0 | 0 | 0
2025-10-26 18:00:00 | 2025 | 10 | 26 | 18 | 19 | 26 | 19 | 0 | 0 | 0 | 0 | 0 | 0 | 0
2025-10-26 19:00:00 | 2025 | 10 | 26 | 19 | 20 | 26 | 20 | 0 | 0 | 0 | 0 | 0 | 0 | 0
2025-10-26 20:00:00 | 2025 | 10 | 26 | 20 | 21 | 26 | 21 | 0 | 0 | 0 | 0 | 0 | 0 | 0
2025-10-26 21:00:00 | 2025 | 10 | 26 | 21 | 22 | 26 | 22 | 0 | 0 | 0 | 0 | 0 | 0 | 0
2025-10-26 22:00:00 | 2025 | 10 | 26 | 22 | 23 | 26 | 23 | 0 | 0 | 0 | 0 | 0 | 0 | 0
2025-10-26 23:00:00 | 2025 | 10 | 26 | 23 | 0 | 27 | 24 | 0 | 0 | 0 | 0 | 0 | 0 | 0
2025-10-27 00:00:00 | 2025 | 10 | 27 | 0 | 1 | 27 | 1 | 0 | 0 | 0 | 0 | 0 | 0 | 0
2025-10-27 01:00:00 | 2025 | 10 | 27 | 1 | 2 | 27 | 2 | 0 | 0 | 0 | 0 | 0 | 0 | 0
2025-10-27 02:00:00 | 2025 | 10 | 27 | 2 | 3 | 27 | 3 | 0 | 0 | 0 | 0 | 0 | 0 | 0
2025-10-27 03:00:00 | 2025 | 10 | 27 | 3 | 4 | 27 | 4 | 0 | 0 | 0 | 0 | 0 | 0 | 0
2025-10-27 04:00:00 | 2025 | 10 | 27 | 4 | 5 | 27 | 5 | 0 | 0 | 0 | 0 | 0 | 0 | 0
2025-10-27 05:00:00 | 2025 | 10 | 27 | 5 | 6 | 27 | 6 | 2.1954 | 2.1954 | 1.4776 | 1.8365 | 2.1954 | 2.5544 | 2.9133
2025-10-27 06:00:00 | 2025 | 10 | 27 | 6 | 7 | 27 | 7 | 53.4705 | 53.4705 | 35.9452 | 44.7078 | 53.4705 | 62.2331 | 70.9957
2025-10-27 07:00:00 | 2025 | 10 | 27 | 7 | 8 | 27 | 8 | 364.4276 | 364.4276 | 292.5253 | 328.4765 | 364.4276 | 400.3788 | 436.3299
2025-10-27 08:00:00 | 2025 | 10 | 27 | 8 | 9 | 27 | 9 | 1421.5323 | 1421.5323 | 1140.9339 | 1281.2331 | 1421.5323 | 1561.8314 | 1702.1306
2025-10-27 09:00:00 | 2025 | 10 | 27 | 9 | 10 | 27 | 10 | 2040.2684 | 2040.2684 | 1634.2902 | 1837.2793 | 2040.2684 | 2243.2575 | 2414.3042
2025-10-27 10:00:00 | 2025 | 10 | 27 | 10 | 11 | 27 | 11 | 2206.911 | 2206.911 | 1764.1792 | 1985.5451 | 2206.911 | 2418.0559 | 2482.2704
2025-10-27 11:00:00 | 2025 | 10 | 27 | 11 | 12 | 27 | 12 | 1616.4136 | 1616.4136 | 1043.5775 | 1329.9955 | 1616.4136 | 1902.8316 | 2189.2496
2025-10-27 12:00:00 | 2025 | 10 | 27 | 12 | 13 | 27 | 13 | 1737.3936 | 1737.3936 | 1383.0183 | 1560.2059 | 1737.3936 | 1914.5812 | 2091.7688
2025-10-27 13:00:00 | 2025 | 10 | 27 | 13 | 14 | 27 | 14 | 1529.2782 | 1529.2782 | 1214.8747 | 1372.0764 | 1529.2782 | 1686.4799 | 1843.6816
2025-10-27 14:00:00 | 2025 | 10 | 27 | 14 | 15 | 27 | 15 | 985.0212 | 985.0212 | 780.8938 | 882.9575 | 985.0212 | 1087.0849 | 1189.1487
2025-10-27 15:00:00 | 2025 | 10 | 27 | 15 | 16 | 27 | 16 | 304.9717 | 304.9717 | 229.1767 | 267.0742 | 304.9717 | 342.8691 | 380.7666
2025-10-27 16:00:00 | 2025 | 10 | 27 | 16 | 17 | 27 | 17 | 0 | 0 | 0 | 0 | 0 | 0 | 0
2025-10-27 17:00:00 | 2025 | 10 | 27 | 17 | 18 | 27 | 18 | 0 | 0 | 0 | 0 | 0 | 0 | 0
2025-10-27 18:00:00 | 2025 | 10 | 27 | 18 | 19 | 27 | 19 | 0 | 0 | 0 | 0 | 0 | 0 | 0
2025-10-27 19:00:00 | 2025 | 10 | 27 | 19 | 20 | 27 | 20 | 0 | 0 | 0 | 0 | 0 | 0 | 0
2025-10-27 20:00:00 | 2025 | 10 | 27 | 20 | 21 | 27 | 21 | 0 | 0 | 0 | 0 | 0 | 0 | 0
2025-10-27 21:00:00 | 2025 | 10 | 27 | 21 | 22 | 27 | 22 | 0 | 0 | 0 | 0 | 0 | 0 | 0
2025-10-27 22:00:00 | 2025 | 10 | 27 | 22 | 23 | 27 | 23 | 0 | 0 | 0 | 0 | 0 | 0 | 0
2025-10-27 23:00:00 | 2025 | 10 | 27 | 23 | 0 | 28 | 24 | 0 | 0 | 0 | 0 | 0 | 0 | 0
2025-10-28 00:00:00 | 2025 | 10 | 28 | 0 | 1 | 28 | 1 | 0 | 0 | 0 | 0 | 0 | 0 | 0
2025-10-28 01:00:00 | 2025 | 10 | 28 | 1 | 2 | 28 | 2 | 0 | 0 | 0 | 0 | 0 | 0 | 0
2025-10-28 02:00:00 | 2025 | 10 | 28 | 2 | 3 | 28 | 3 | 0 | 0 | 0 | 0 | 0 | 0 | 0
2025-10-28 03:00:00 | 2025 | 10 | 28 | 3 | 4 | 28 | 4 | 0 | 0 | 0 | 0 | 0 | 0 | 0
2025-10-28 04:00:00 | 2025 | 10 | 28 | 4 | 5 | 28 | 5 | 0 | 0 | 0 | 0 | 0 | 0 | 0
2025-10-28 05:00:00 | 2025 | 10 | 28 | 5 | 6 | 28 | 6 | 7.8583 | 7.8583 | 5.9204 | 6.8894 | 7.8583 | 8.8272 | 9.7961
2025-10-28 06:00:00 | 2025 | 10 | 28 | 6 | 7 | 28 | 7 | 148.2277 | 148.2277 | 113.5139 | 130.8708 | 148.2277 | 165.5846 | 182.9415
2025-10-28 07:00:00 | 2025 | 10 | 28 | 7 | 8 | 28 | 8 | 627.8558 | 627.8558 | 479.84 | 553.8479 | 627.8558 | 701.8636 | 775.8715
2025-10-28 08:00:00 | 2025 | 10 | 28 | 8 | 9 | 28 | 9 | 1251.0303 | 1251.0303 | 954.0908 | 1102.5605 | 1251.0303 | 1399.5001 | 1547.9698
2025-10-28 09:00:00 | 2025 | 10 | 28 | 9 | 10 | 28 | 10 | 1782.6144 | 1782.6144 | 1356.5902 | 1569.6023 | 1782.6144 | 1995.6264 | 2208.6385
2025-10-28 10:00:00 | 2025 | 10 | 28 | 10 | 11 | 28 | 11 | 1997.2858 | 1997.2858 | 1510.412 | 1753.8489 | 1997.2858 | 2240.7228 | 2475.464
2025-10-28 11:00:00 | 2025 | 10 | 28 | 11 | 12 | 28 | 12 | 1879.7946 | 1879.7946 | 1393.9551 | 1636.8748 | 1879.7946 | 2122.7143 | 2365.634
2025-10-28 12:00:00 | 2025 | 10 | 28 | 12 | 13 | 28 | 13 | 1563.039 | 1563.039 | 1140.19 | 1351.6145 | 1563.039 | 1774.4634 | 1985.8879
2025-10-28 13:00:00 | 2025 | 10 | 28 | 13 | 14 | 28 | 14 | 1287.6524 | 1287.6524 | 950.8194 | 1119.2359 | 1287.6524 | 1456.0689 | 1624.4854
2025-10-28 14:00:00 | 2025 | 10 | 28 | 14 | 15 | 28 | 15 | 950.1629 | 950.1629 | 712.7894 | 831.4761 | 950.1629 | 1068.8496 | 1187.5363
2025-10-28 15:00:00 | 2025 | 10 | 28 | 15 | 16 | 28 | 16 | 329.5186 | 329.5186 | 247.5709 | 288.5447 | 329.5186 | 370.4924 | 411.4663
2025-10-28 16:00:00 | 2025 | 10 | 28 | 16 | 17 | 28 | 17 | 0 | 0 | 0 | 0 | 0 | 0 | 0
2025-10-28 17:00:00 | 2025 | 10 | 28 | 17 | 18 | 28 | 18 | 0 | 0 | 0 | 0 | 0 | 0 | 0
2025-10-28 18:00:00 | 2025 | 10 | 28 | 18 | 19 | 28 | 19 | 0 | 0 | 0 | 0 | 0 | 0 | 0
2025-10-28 19:00:00 | 2025 | 10 | 28 | 19 | 20 | 28 | 20 | 0 | 0 | 0 | 0 | 0 | 0 | 0
2025-10-28 20:00:00 | 2025 | 10 | 28 | 20 | 21 | 28 | 21 | 0 | 0 | 0 | 0 | 0 | 0 | 0
2025-10-28 21:00:00 | 2025 | 10 | 28 | 21 | 22 | 28 | 22 | 0 | 0 | 0 | 0 | 0 | 0 | 0
2025-10-28 22:00:00 | 2025 | 10 | 28 | 22 | 23 | 28 | 23 | 0 | 0 | 0 | 0 | 0 | 0 | 0
2025-10-28 23:00:00 | 2025 | 10 | 28 | 23 | 0 | 29 | 24 | 0 | 0 | 0 | 0 | 0 | 0 | 0
2025-10-29 00:00:00 | 2025 | 10 | 29 | 0 | 1 | 29 | 1 | 0 | 0 | 0 | 0 | 0 | 0 | 0
2025-10-29 01:00:00 | 2025 | 10 | 29 | 1 | 2 | 29 | 2 | 0 | 0 | 0 | 0 | 0 | 0 | 0
2025-10-29 02:00:00 | 2025 | 10 | 29 | 2 | 3 | 29 | 3 | 0 | 0 | 0 | 0 | 0 | 0 | 0
2025-10-29 03:00:00 | 2025 | 10 | 29 | 3 | 4 | 29 | 4 | 0 | 0 | 0 | 0 | 0 | 0 | 0
2025-10-29 04:00:00 | 2025 | 10 | 29 | 4 | 5 | 29 | 5 | 0 | 0 | 0 | 0 | 0 | 0 | 0
2025-10-29 05:00:00 | 2025 | 10 | 29 | 5 | 6 | 29 | 6 | 7.5028 | 7.5028 | 5.4551 | 6.4789 | 7.5028 | 8.5267 | 9.5506
2025-10-29 06:00:00 | 2025 | 10 | 29 | 6 | 7 | 29 | 7 | 143.147 | 143.147 | 103.8873 | 123.5171 | 143.147 | 162.7768 | 182.4067
2025-10-29 07:00:00 | 2025 | 10 | 29 | 7 | 8 | 29 | 8 | 617.0476 | 617.0476 | 446.8873 | 531.9675 | 617.0476 | 702.1277 | 787.2079
2025-10-29 08:00:00 | 2025 | 10 | 29 | 8 | 9 | 29 | 9 | 1240.8453 | 1240.8453 | 896.6863 | 1068.7658 | 1240.8453 | 1412.9248 | 1585.0043
2025-10-29 09:00:00 | 2025 | 10 | 29 | 9 | 10 | 29 | 10 | 1750.8851 | 1750.8851 | 1260.6114 | 1505.7483 | 1750.8851 | 1996.0219 | 2241.1587
2025-10-29 10:00:00 | 2025 | 10 | 29 | 10 | 11 | 29 | 11 | 2101.007 | 2101.007 | 1477.8184 | 1789.4127 | 2101.007 | 2389.0569 | 2500
2025-10-29 11:00:00 | 2025 | 10 | 29 | 11 | 12 | 29 | 12 | 1781.1089 | 1781.1089 | 1173.1128 | 1477.1109 | 1781.1089 | 2085.107 | 2322.6948
2025-10-29 12:00:00 | 2025 | 10 | 29 | 12 | 13 | 29 | 13 | 1329.1764 | 1329.1764 | 811.1625 | 1070.1694 | 1329.1764 | 1588.1834 | 1847.1903
2025-10-29 13:00:00 | 2025 | 10 | 29 | 13 | 14 | 29 | 14 | 1075.7441 | 1075.7441 | 634.8043 | 855.2742 | 1075.7441 | 1296.2139 | 1516.6838
2025-10-29 14:00:00 | 2025 | 10 | 29 | 14 | 15 | 29 | 15 | 675.4879 | 675.4879 | 396.3932 | 535.9405 | 675.4879 | 815.0352 | 954.5826
2025-10-29 15:00:00 | 2025 | 10 | 29 | 15 | 16 | 29 | 16 | 278.8213 | 278.8213 | 163.3388 | 221.08 | 278.8213 | 336.5625 | 394.3038
2025-10-29 16:00:00 | 2025 | 10 | 29 | 16 | 17 | 29 | 17 | 0 | 0 | 0 | 0 | 0 | 0 | 0
2025-10-29 17:00:00 | 2025 | 10 | 29 | 17 | 18 | 29 | 18 | 0 | 0 | 0 | 0 | 0 | 0 | 0
2025-10-29 18:00:00 | 2025 | 10 | 29 | 18 | 19 | 29 | 19 | 0 | 0 | 0 | 0 | 0 | 0 | 0
2025-10-29 19:00:00 | 2025 | 10 | 29 | 19 | 20 | 29 | 20 | 0 | 0 | 0 | 0 | 0 | 0 | 0
2025-10-29 20:00:00 | 2025 | 10 | 29 | 20 | 21 | 29 | 21 | 0 | 0 | 0 | 0 | 0 | 0 | 0
2025-10-29 21:00:00 | 2025 | 10 | 29 | 21 | 22 | 29 | 22 | 0 | 0 | 0 | 0 | 0 | 0 | 0
2025-10-29 22:00:00 | 2025 | 10 | 29 | 22 | 23 | 29 | 23 | 0 | 0 | 0 | 0 | 0 | 0 | 0
2025-10-29 23:00:00 | 2025 | 10 | 29 | 23 | 0 | 30 | 24 | 0 | 0 | 0 | 0 | 0 | 0 | 0
2025-10-30 00:00:00 | 2025 | 10 | 30 | 0 | 1 | 30 | 1 | 0 | 0 | 0 | 0 | 0 | 0 | 0
2025-10-30 01:00:00 | 2025 | 10 | 30 | 1 | 2 | 30 | 2 | 0 | 0 | 0 | 0 | 0 | 0 | 0
2025-10-30 02:00:00 | 2025 | 10 | 30 | 2 | 3 | 30 | 3 | 0 | 0 | 0 | 0 | 0 | 0 | 0
2025-10-30 03:00:00 | 2025 | 10 | 30 | 3 | 4 | 30 | 4 | 0 | 0 | 0 | 0 | 0 | 0 | 0
2025-10-30 04:00:00 | 2025 | 10 | 30 | 4 | 5 | 30 | 5 | 0 | 0 | 0 | 0 | 0 | 0 | 0
2025-10-30 05:00:00 | 2025 | 10 | 30 | 5 | 6 | 30 | 6 | 4.1206 | 4.1206 | 2.5179 | 3.3193 | 4.1206 | 4.9219 | 5.7233
2025-10-30 06:00:00 | 2025 | 10 | 30 | 6 | 7 | 30 | 7 | 78.1802 | 78.1802 | 46.0946 | 62.1374 | 78.1802 | 94.223 | 110.2657
2025-10-30 07:00:00 | 2025 | 10 | 30 | 7 | 8 | 30 | 8 | 310.8309 | 310.8309 | 182.3047 | 246.5678 | 310.8309 | 375.0939 | 439.357
2025-10-30 08:00:00 | 2025 | 10 | 30 | 8 | 9 | 30 | 9 | 660.7163 | 660.7163 | 405.947 | 533.3317 | 660.7163 | 788.101 | 915.4856
2025-10-30 09:00:00 | 2025 | 10 | 30 | 9 | 10 | 30 | 10 | 910.9381 | 910.9381 | 583.7725 | 747.3553 | 910.9381 | 1074.5208 | 1238.1036
2025-10-30 10:00:00 | 2025 | 10 | 30 | 10 | 11 | 30 | 11 | 1392.5377 | 1392.5377 | 920.0156 | 1156.2767 | 1392.5377 | 1628.7988 | 1865.0599
2025-10-30 11:00:00 | 2025 | 10 | 30 | 11 | 12 | 30 | 12 | 1581.9356 | 1581.9356 | 1062.4207 | 1322.1781 | 1581.9356 | 1841.6931 | 2101.4506
2025-10-30 12:00:00 | 2025 | 10 | 30 | 12 | 13 | 30 | 13 | 1680.9817 | 1680.9817 | 1133.0658 | 1407.0238 | 1680.9817 | 1954.9397 | 2228.8976
2025-10-30 13:00:00 | 2025 | 10 | 30 | 13 | 14 | 30 | 14 | 1439.5861 | 1439.5861 | 969.2613 | 1204.4237 | 1439.5861 | 1674.7486 | 1909.911
2025-10-30 14:00:00 | 2025 | 10 | 30 | 14 | 15 | 30 | 15 | 981.6164 | 981.6164 | 658.7777 | 820.197 | 981.6164 | 1143.0358 | 1304.4551
2025-10-30 15:00:00 | 2025 | 10 | 30 | 15 | 16 | 30 | 16 | 359.7656 | 359.7656 | 240.4114 | 300.0885 | 359.7656 | 419.4427 | 479.1198
2025-10-30 16:00:00 | 2025 | 10 | 30 | 16 | 17 | 30 | 17 | 0 | 0 | 0 | 0 | 0 | 0 | 0
2025-10-30 17:00:00 | 2025 | 10 | 30 | 17 | 18 | 30 | 18 | 0 | 0 | 0 | 0 | 0 | 0 | 0
2025-10-30 18:00:00 | 2025 | 10 | 30 | 18 | 19 | 30 | 19 | 0 | 0 | 0 | 0 | 0 | 0 | 0
2025-10-30 19:00:00 | 2025 | 10 | 30 | 19 | 20 | 30 | 20 | 0 | 0 | 0 | 0 | 0 | 0 | 0
2025-10-30 20:00:00 | 2025 | 10 | 30 | 20 | 21 | 30 | 21 | 0 | 0 | 0 | 0 | 0 | 0 | 0
2025-10-30 21:00:00 | 2025 | 10 | 30 | 21 | 22 | 30 | 22 | 0 | 0 | 0 | 0 | 0 | 0 | 0
2025-10-30 22:00:00 | 2025 | 10 | 30 | 22 | 23 | 30 | 23 | 0 | 0 | 0 | 0 | 0 | 0 | 0
2025-10-30 23:00:00 | 2025 | 10 | 30 | 23 | 0 | 31 | 24 | 0 | 0 | 0 | 0 | 0 | 0 | 0

## 15 Minutes
timestamp | YEAR | MONTH | DAY | HOUR_START | MINUTE_START | HOUR_END | MINUTE_END | DAY_END | interval | production_kw | energy_kwh | q10 | energy_q10_kwh | q25 | energy_q25_kwh | q50 | energy_q50_kwh | q75 | energy_q75_kwh | q90 | energy_q90_kwh
2025-10-24 23:00 | 2025 | 10 | 24 | 23 | 0 | 23 | 15 | 24 | 93 | 0 | 0 | 0 | 0 | 0 | 0 | 0 | 0 | 0 | 0 | 0 | 0
2025-10-24 23:15 | 2025 | 10 | 24 | 23 | 15 | 23 | 30 | 24 | 94 | 0 | 0 | 0 | 0 | 0 | 0 | 0 | 0 | 0 | 0 | 0 | 0
2025-10-24 23:30 | 2025 | 10 | 24 | 23 | 30 | 23 | 45 | 24 | 95 | 0 | 0 | 0 | 0 | 0 | 0 | 0 | 0 | 0 | 0 | 0 | 0
2025-10-24 23:45 | 2025 | 10 | 24 | 23 | 45 | 0 | 0 | 25 | 96 | 0 | 0 | 0 | 0 | 0 | 0 | 0 | 0 | 0 | 0 | 0 | 0
2025-10-25 | 2025 | 10 | 25 | 0 | 0 | 0 | 15 | 25 | 1 | 0 | 0 | 0 | 0 | 0 | 0 | 0 | 0 | 0 | 0 | 0 | 0
2025-10-25 00:15 | 2025 | 10 | 25 | 0 | 15 | 0 | 30 | 25 | 2 | 0 | 0 | 0 | 0 | 0 | 0 | 0 | 0 | 0 | 0 | 0 | 0
2025-10-25 00:30 | 2025 | 10 | 25 | 0 | 30 | 0 | 45 | 25 | 3 | 0 | 0 | 0 | 0 | 0 | 0 | 0 | 0 | 0 | 0 | 0 | 0
2025-10-25 00:45 | 2025 | 10 | 25 | 0 | 45 | 1 | 0 | 25 | 4 | 0 | 0 | 0 | 0 | 0 | 0 | 0 | 0 | 0 | 0 | 0 | 0
2025-10-25 01:00 | 2025 | 10 | 25 | 1 | 0 | 1 | 15 | 25 | 5 | 0 | 0 | 0 | 0 | 0 | 0 | 0 | 0 | 0 | 0 | 0 | 0
2025-10-25 01:15 | 2025 | 10 | 25 | 1 | 15 | 1 | 30 | 25 | 6 | 0 | 0 | 0 | 0 | 0 | 0 | 0 | 0 | 0 | 0 | 0 | 0
2025-10-25 01:30 | 2025 | 10 | 25 | 1 | 30 | 1 | 45 | 25 | 7 | 0 | 0 | 0 | 0 | 0 | 0 | 0 | 0 | 0 | 0 | 0 | 0
2025-10-25 01:45 | 2025 | 10 | 25 | 1 | 45 | 2 | 0 | 25 | 8 | 0 | 0 | 0 | 0 | 0 | 0 | 0 | 0 | 0 | 0 | 0 | 0
2025-10-25 02:00 | 2025 | 10 | 25 | 2 | 0 | 2 | 15 | 25 | 9 | 0 | 0 | 0 | 0 | 0 | 0 | 0 | 0 | 0 | 0 | 0 | 0
2025-10-25 02:15 | 2025 | 10 | 25 | 2 | 15 | 2 | 30 | 25 | 10 | 0 | 0 | 0 | 0 | 0 | 0 | 0 | 0 | 0 | 0 | 0 | 0
2025-10-25 02:30 | 2025 | 10 | 25 | 2 | 30 | 2 | 45 | 25 | 11 | 0 | 0 | 0 | 0 | 0 | 0 | 0 | 0 | 0 | 0 | 0 | 0
2025-10-25 02:45 | 2025 | 10 | 25 | 2 | 45 | 3 | 0 | 25 | 12 | 0 | 0 | 0 | 0 | 0 | 0 | 0 | 0 | 0 | 0 | 0 | 0
2025-10-25 03:00 | 2025 | 10 | 25 | 3 | 0 | 3 | 15 | 25 | 13 | 0 | 0 | 0 | 0 | 0 | 0 | 0 | 0 | 0 | 0 | 0 | 0
2025-10-25 03:15 | 2025 | 10 | 25 | 3 | 15 | 3 | 30 | 25 | 14 | 0 | 0 | 0 | 0 | 0 | 0 | 0 | 0 | 0 | 0 | 0 | 0
2025-10-25 03:30 | 2025 | 10 | 25 | 3 | 30 | 3 | 45 | 25 | 15 | 0 | 0 | 0 | 0 | 0 | 0 | 0 | 0 | 0 | 0 | 0 | 0
2025-10-25 03:45 | 2025 | 10 | 25 | 3 | 45 | 4 | 0 | 25 | 16 | 0 | 0 | 0 | 0 | 0 | 0 | 0 | 0 | 0 | 0 | 0 | 0
2025-10-25 04:00 | 2025 | 10 | 25 | 4 | 0 | 4 | 15 | 25 | 17 | 0 | 0 | 0 | 0 | 0 | 0 | 0 | 0 | 0 | 0 | 0 | 0
2025-10-25 04:15 | 2025 | 10 | 25 | 4 | 15 | 4 | 30 | 25 | 18 | 0 | 0 | 0 | 0 | 0 | 0 | 0 | 0 | 0 | 0 | 0 | 0
2025-10-25 04:30 | 2025 | 10 | 25 | 4 | 30 | 4 | 45 | 25 | 19 | 0 | 0 | 0 | 0 | 0 | 0 | 0 | 0 | 0 | 0 | 0 | 0
2025-10-25 04:45 | 2025 | 10 | 25 | 4 | 45 | 5 | 0 | 25 | 20 | 0 | 0 | 0 | 0 | 0 | 0 | 0 | 0 | 0 | 0 | 0 | 0
2025-10-25 05:00 | 2025 | 10 | 25 | 5 | 0 | 5 | 15 | 25 | 21 | 0 | 0 | 0 | 0 | 0 | 0 | 0 | 0 | 0 | 0 | 0 | 0
2025-10-25 05:15 | 2025 | 10 | 25 | 5 | 15 | 5 | 30 | 25 | 22 | 0 | 0 | 0 | 0 | 0 | 0 | 0 | 0 | 0 | 0 | 0 | 0
2025-10-25 05:30 | 2025 | 10 | 25 | 5 | 30 | 5 | 45 | 25 | 23 | 0 | 0 | 0 | 0 | 0 | 0 | 0 | 0 | 0 | 0 | 0 | 0
2025-10-25 05:45 | 2025 | 10 | 25 | 5 | 45 | 6 | 0 | 25 | 24 | 0 | 0 | 0 | 0 | 0 | 0 | 0 | 0 | 0 | 0 | 0 | 0
2025-10-25 06:00 | 2025 | 10 | 25 | 6 | 0 | 6 | 15 | 25 | 25 | 0 | 0 | 0 | 0 | 0 | 0 | 0 | 0 | 0 | 0 | 0 | 0
2025-10-25 06:15 | 2025 | 10 | 25 | 6 | 15 | 6 | 30 | 25 | 26 | 0 | 0 | 0 | 0 | 0 | 0 | 0 | 0 | 0 | 0 | 0 | 0
2025-10-25 06:30 | 2025 | 10 | 25 | 6 | 30 | 6 | 45 | 25 | 27 | 0 | 0 | 0 | 0 | 0 | 0 | 0 | 0 | 0 | 0 | 0 | 0
2025-10-25 06:45 | 2025 | 10 | 25 | 6 | 45 | 7 | 0 | 25 | 28 | 43.0348 | 10.7587 | 38.1754 | 9.5439 | 40.6051 | 10.1513 | 43.0348 | 10.7587 | 45.4645 | 11.3661 | 47.8941 | 11.9735
2025-10-25 07:00 | 2025 | 10 | 25 | 7 | 0 | 7 | 15 | 25 | 29 | 90.1193 | 22.5298 | 79.9058 | 19.9764 | 85.0125 | 21.2531 | 90.1193 | 22.5298 | 95.2261 | 23.8065 | 100.3328 | 25.0832
2025-10-25 07:15 | 2025 | 10 | 25 | 7 | 15 | 7 | 30 | 25 | 30 | 141.0937 | 35.2734 | 125.0443 | 31.2611 | 133.069 | 33.2672 | 141.0937 | 35.2734 | 149.1184 | 37.2796 | 157.1431 | 39.2858
2025-10-25 07:30 | 2025 | 10 | 25 | 7 | 30 | 7 | 45 | 25 | 31 | 195.7774 | 48.9444 | 173.4262 | 43.3565 | 184.6018 | 46.1504 | 195.7774 | 48.9444 | 206.953 | 51.7383 | 218.1287 | 54.5322
2025-10-25 07:45 | 2025 | 10 | 25 | 7 | 45 | 8 | 0 | 25 | 32 | 395.3429 | 98.8357 | 350.0432 | 87.5108 | 372.693 | 93.1733 | 395.3429 | 98.8357 | 417.9927 | 104.4982 | 440.6426 | 110.1606
2025-10-25 08:00 | 2025 | 10 | 25 | 8 | 0 | 8 | 15 | 25 | 33 | 606.1473 | 151.5368 | 536.4404 | 134.1101 | 571.2939 | 142.8235 | 606.1473 | 151.5368 | 641.0008 | 160.2502 | 675.8543 | 168.9636
2025-10-25 08:15 | 2025 | 10 | 25 | 8 | 15 | 8 | 30 | 25 | 34 | 827.3962 | 206.8491 | 731.9009 | 182.9752 | 779.6486 | 194.9121 | 827.3962 | 206.8491 | 875.1439 | 218.786 | 922.8915 | 230.7229
2025-10-25 08:30 | 2025 | 10 | 25 | 8 | 30 | 8 | 45 | 25 | 35 | 1058.2532 | 264.5633 | 935.6722 | 233.9181 | 996.9627 | 249.2407 | 1058.2532 | 264.5633 | 1119.5437 | 279.8859 | 1180.8342 | 295.2086
2025-10-25 08:45 | 2025 | 10 | 25 | 8 | 45 | 9 | 0 | 25 | 36 | 1206.9472 | 301.7368 | 1066.6396 | 266.6599 | 1136.7934 | 284.1984 | 1206.9472 | 301.7368 | 1277.101 | 319.2753 | 1347.2548 | 336.8137
2025-10-25 09:00 | 2025 | 10 | 25 | 9 | 0 | 9 | 15 | 25 | 37 | 1312.0421 | 328.0105 | 986.4755 | 246.6189 | 1149.2588 | 287.3147 | 1312.0421 | 328.0105 | 1474.8254 | 368.7063 | 1637.6086 | 409.4022
2025-10-25 09:15 | 2025 | 10 | 25 | 9 | 15 | 9 | 30 | 25 | 38 | 1392.2996 | 348.0749 | 1046.545 | 261.6363 | 1219.4223 | 304.8556 | 1392.2996 | 348.0749 | 1565.1769 | 391.2942 | 1738.0542 | 434.5136
2025-10-25 09:30 | 2025 | 10 | 25 | 9 | 30 | 9 | 45 | 25 | 39 | 1453.7851 | 363.4463 | 1092.4756 | 273.1189 | 1273.1303 | 318.2826 | 1453.7851 | 363.4463 | 1634.4398 | 408.61 | 1815.0945 | 453.7736
2025-10-25 09:45 | 2025 | 10 | 25 | 9 | 45 | 10 | 0 | 25 | 40 | 1193.0482 | 298.2621 | 896.3044 | 224.0761 | 1044.6763 | 261.1691 | 1193.0482 | 298.2621 | 1341.4201 | 335.355 | 1489.792 | 372.448
2025-10-25 10:00 | 2025 | 10 | 25 | 10 | 0 | 10 | 15 | 25 | 41 | 1005.8871 | 251.4718 | 714.8765 | 178.7191 | 860.3818 | 215.0954 | 1005.8871 | 251.4718 | 1151.3924 | 287.8481 | 1296.8977 | 324.2244
2025-10-25 10:15 | 2025 | 10 | 25 | 10 | 15 | 10 | 30 | 25 | 42 | 846.1274 | 211.5319 | 601.1921 | 150.298 | 723.6598 | 180.9149 | 846.1274 | 211.5319 | 968.5951 | 242.1488 | 1091.0628 | 272.7657
2025-10-25 10:30 | 2025 | 10 | 25 | 10 | 30 | 10 | 45 | 25 | 43 | 781.9255 | 195.4814 | 555.4414 | 138.8603 | 668.6835 | 167.1709 | 781.9255 | 195.4814 | 895.1676 | 223.7919 | 1008.4097 | 252.1024
2025-10-25 10:45 | 2025 | 10 | 25 | 10 | 45 | 11 | 0 | 25 | 44 | 852.1632 | 213.0408 | 605.1884 | 151.2971 | 728.6758 | 182.169 | 852.1632 | 213.0408 | 975.6505 | 243.9126 | 1099.1379 | 274.7845
2025-10-25 11:00 | 2025 | 10 | 25 | 11 | 0 | 11 | 15 | 25 | 45 | 771.684 | 192.921 | 541.5604 | 135.3901 | 656.6222 | 164.1555 | 771.684 | 192.921 | 886.7458 | 221.6864 | 1001.8076 | 250.4519
2025-10-25 11:15 | 2025 | 10 | 25 | 11 | 15 | 11 | 30 | 25 | 46 | 778.8921 | 194.723 | 546.4882 | 136.6221 | 662.6902 | 165.6725 | 778.8921 | 194.723 | 895.0941 | 223.7735 | 1011.2961 | 252.824
2025-10-25 11:30 | 2025 | 10 | 25 | 11 | 30 | 11 | 45 | 25 | 47 | 659.9747 | 164.9937 | 462.9419 | 115.7355 | 561.4583 | 140.3646 | 659.9747 | 164.9937 | 758.4911 | 189.6228 | 857.0075 | 214.2519
2025-10-25 11:45 | 2025 | 10 | 25 | 11 | 45 | 12 | 0 | 25 | 48 | 643.8404 | 160.9601 | 451.5157 | 112.8789 | 547.678 | 136.9195 | 643.8404 | 160.9601 | 740.0027 | 185.0007 | 836.165 | 209.0413
2025-10-25 12:00 | 2025 | 10 | 25 | 12 | 0 | 12 | 15 | 25 | 49 | 795.4809 | 198.8702 | 589.9037 | 147.4759 | 692.6923 | 173.1731 | 795.4809 | 198.8702 | 898.2695 | 224.5674 | 1001.0581 | 250.2645
2025-10-25 12:15 | 2025 | 10 | 25 | 12 | 15 | 12 | 30 | 25 | 50 | 860.7121 | 215.178 | 638.1081 | 159.527 | 749.4101 | 187.3525 | 860.7121 | 215.178 | 972.0142 | 243.0035 | 1083.3162 | 270.8291
2025-10-25 12:30 | 2025 | 10 | 25 | 12 | 30 | 12 | 45 | 25 | 51 | 954.0452 | 238.5113 | 707.1147 | 176.7787 | 830.58 | 207.645 | 954.0452 | 238.5113 | 1077.5105 | 269.3776 | 1200.9758 | 300.2439
2025-10-25 12:45 | 2025 | 10 | 25 | 12 | 45 | 13 | 0 | 25 | 52 | 935.9139 | 233.9785 | 693.4914 | 173.3729 | 814.7027 | 203.6757 | 935.9139 | 233.9785 | 1057.1252 | 264.2813 | 1178.3364 | 294.5841
2025-10-25 13:00 | 2025 | 10 | 25 | 13 | 0 | 13 | 15 | 25 | 53 | 879.8564 | 219.9641 | 633.002 | 158.2505 | 756.4292 | 189.1073 | 879.8564 | 219.9641 | 1003.2836 | 250.8209 | 1126.7108 | 281.6777
2025-10-25 13:15 | 2025 | 10 | 25 | 13 | 15 | 13 | 30 | 25 | 54 | 834.0009 | 208.5002 | 599.8589 | 149.9647 | 716.9299 | 179.2325 | 834.0009 | 208.5002 | 951.0719 | 237.768 | 1068.143 | 267.0357
2025-10-25 13:30 | 2025 | 10 | 25 | 13 | 30 | 13 | 45 | 25 | 55 | 822.5091 | 205.6273 | 591.442 | 147.8605 | 706.9756 | 176.7439 | 822.5091 | 205.6273 | 938.0426 | 234.5106 | 1053.5761 | 263.394
2025-10-25 13:45 | 2025 | 10 | 25 | 13 | 45 | 14 | 0 | 25 | 56 | 773.3413 | 193.3353 | 555.9443 | 138.9861 | 664.6428 | 166.1607 | 773.3413 | 193.3353 | 882.0398 | 220.5099 | 990.7383 | 247.6846
2025-10-25 14:00 | 2025 | 10 | 25 | 14 | 0 | 14 | 15 | 25 | 57 | 708.7984 | 177.1996 | 478.4389 | 119.6097 | 593.6187 | 148.4047 | 708.7984 | 177.1996 | 823.9782 | 205.9945 | 939.1579 | 234.7895
2025-10-25 14:15 | 2025 | 10 | 25 | 14 | 15 | 14 | 30 | 25 | 58 | 576.6042 | 144.151 | 389.1153 | 97.2788 | 482.8597 | 120.7149 | 576.6042 | 144.151 | 670.3486 | 167.5872 | 764.0931 | 191.0233
2025-10-25 14:30 | 2025 | 10 | 25 | 14 | 30 | 14 | 45 | 25 | 59 | 412.1038 | 103.0259 | 278.0376 | 69.5094 | 345.0707 | 86.2677 | 412.1038 | 103.0259 | 479.1369 | 119.7842 | 546.1699 | 136.5425
2025-10-25 14:45 | 2025 | 10 | 25 | 14 | 45 | 15 | 0 | 25 | 60 | 377.4129 | 94.3532 | 254.5715 | 63.6429 | 315.9922 | 78.998 | 377.4129 | 94.3532 | 438.8336 | 109.7084 | 500.2543 | 125.0636
2025-10-25 15:00 | 2025 | 10 | 25 | 15 | 0 | 15 | 15 | 25 | 61 | 343.9319 | 85.983 | 231.9323 | 57.9831 | 287.9321 | 71.983 | 343.9319 | 85.983 | 399.9317 | 99.9829 | 455.9315 | 113.9829
2025-10-25 15:15 | 2025 | 10 | 25 | 15 | 15 | 15 | 30 | 25 | 62 | 320.9865 | 80.2466 | 216.4069 | 54.1017 | 268.6967 | 67.1742 | 320.9865 | 80.2466 | 373.2764 | 93.3191 | 425.5662 | 106.3915
2025-10-25 15:30 | 2025 | 10 | 25 | 15 | 30 | 15 | 45 | 25 | 63 | 324.455 | 81.1138 | 218.6925 | 54.6731 | 271.5738 | 67.8934 | 324.455 | 81.1138 | 377.3363 | 94.3341 | 430.2175 | 107.5544
2025-10-25 15:45 | 2025 | 10 | 25 | 15 | 45 | 16 | 0 | 25 | 64 | 275.9643 | 68.9911 | 185.9633 | 46.4908 | 230.9638 | 57.7409 | 275.9643 | 68.9911 | 320.9648 | 80.2412 | 365.9653 | 91.4913
2025-10-25 16:00 | 2025 | 10 | 25 | 16 | 0 | 16 | 15 | 25 | 65 | 208.472 | 52.118 | 143.8815 | 35.9704 | 176.1768 | 44.0442 | 208.472 | 52.118 | 240.7673 | 60.1918 | 273.0625 | 68.2656
2025-10-25 16:15 | 2025 | 10 | 25 | 16 | 15 | 16 | 30 | 25 | 66 | 178.5521 | 44.638 | 123.2008 | 30.8002 | 150.8765 | 37.7191 | 178.5521 | 44.638 | 206.2278 | 51.5569 | 233.9034 | 58.4759
2025-10-25 16:30 | 2025 | 10 | 25 | 16 | 30 | 16 | 45 | 25 | 67 | 93.836 | 23.459 | 64.7305 | 16.1826 | 79.2832 | 19.8208 | 93.836 | 23.459 | 108.3887 | 27.0972 | 122.9415 | 30.7354
2025-10-25 16:45 | 2025 | 10 | 25 | 16 | 45 | 17 | 0 | 25 | 68 | 59.6561 | 14.914 | 41.1419 | 10.2855 | 50.399 | 12.5997 | 59.6561 | 14.914 | 68.9131 | 17.2283 | 78.1702 | 19.5425
2025-10-25 17:00 | 2025 | 10 | 25 | 17 | 0 | 17 | 15 | 25 | 69 | 34.2456 | 8.5614 | 29.7937 | 7.4484 | 32.0196 | 8.0049 | 34.2456 | 8.5614 | 36.4716 | 9.1179 | 38.6975 | 9.6744
2025-10-25 17:15 | 2025 | 10 | 25 | 17 | 15 | 17 | 30 | 25 | 70 | 0 | 0 | 0 | 0 | 0 | 0 | 0 | 0 | 0 | 0 | 0 | 0
2025-10-25 17:30 | 2025 | 10 | 25 | 17 | 30 | 17 | 45 | 25 | 71 | 0 | 0 | 0 | 0 | 0 | 0 | 0 | 0 | 0 | 0 | 0 | 0
2025-10-25 17:45 | 2025 | 10 | 25 | 17 | 45 | 18 | 0 | 25 | 72 | 0 | 0 | 0 | 0 | 0 | 0 | 0 | 0 | 0 | 0 | 0 | 0
2025-10-25 18:00 | 2025 | 10 | 25 | 18 | 0 | 18 | 15 | 25 | 73 | 0 | 0 | 0 | 0 | 0 | 0 | 0 | 0 | 0 | 0 | 0 | 0
2025-10-25 18:15 | 2025 | 10 | 25 | 18 | 15 | 18 | 30 | 25 | 74 | 0 | 0 | 0 | 0 | 0 | 0 | 0 | 0 | 0 | 0 | 0 | 0
2025-10-25 18:30 | 2025 | 10 | 25 | 18 | 30 | 18 | 45 | 25 | 75 | 0 | 0 | 0 | 0 | 0 | 0 | 0 | 0 | 0 | 0 | 0 | 0
2025-10-25 18:45 | 2025 | 10 | 25 | 18 | 45 | 19 | 0 | 25 | 76 | 0 | 0 | 0 | 0 | 0 | 0 | 0 | 0 | 0 | 0 | 0 | 0
2025-10-25 19:00 | 2025 | 10 | 25 | 19 | 0 | 19 | 15 | 25 | 77 | 0 | 0 | 0 | 0 | 0 | 0 | 0 | 0 | 0 | 0 | 0 | 0
2025-10-25 19:15 | 2025 | 10 | 25 | 19 | 15 | 19 | 30 | 25 | 78 | 0 | 0 | 0 | 0 | 0 | 0 | 0 | 0 | 0 | 0 | 0 | 0
2025-10-25 19:30 | 2025 | 10 | 25 | 19 | 30 | 19 | 45 | 25 | 79 | 0 | 0 | 0 | 0 | 0 | 0 | 0 | 0 | 0 | 0 | 0 | 0
2025-10-25 19:45 | 2025 | 10 | 25 | 19 | 45 | 20 | 0 | 25 | 80 | 0 | 0 | 0 | 0 | 0 | 0 | 0 | 0 | 0 | 0 | 0 | 0
2025-10-25 20:00 | 2025 | 10 | 25 | 20 | 0 | 20 | 15 | 25 | 81 | 0 | 0 | 0 | 0 | 0 | 0 | 0 | 0 | 0 | 0 | 0 | 0
2025-10-25 20:15 | 2025 | 10 | 25 | 20 | 15 | 20 | 30 | 25 | 82 | 0 | 0 | 0 | 0 | 0 | 0 | 0 | 0 | 0 | 0 | 0 | 0
2025-10-25 20:30 | 2025 | 10 | 25 | 20 | 30 | 20 | 45 | 25 | 83 | 0 | 0 | 0 | 0 | 0 | 0 | 0 | 0 | 0 | 0 | 0 | 0
2025-10-25 20:45 | 2025 | 10 | 25 | 20 | 45 | 21 | 0 | 25 | 84 | 0 | 0 | 0 | 0 | 0 | 0 | 0 | 0 | 0 | 0 | 0 | 0
2025-10-25 21:00 | 2025 | 10 | 25 | 21 | 0 | 21 | 15 | 25 | 85 | 0 | 0 | 0 | 0 | 0 | 0 | 0 | 0 | 0 | 0 | 0 | 0
2025-10-25 21:15 | 2025 | 10 | 25 | 21 | 15 | 21 | 30 | 25 | 86 | 0 | 0 | 0 | 0 | 0 | 0 | 0 | 0 | 0 | 0 | 0 | 0
2025-10-25 21:30 | 2025 | 10 | 25 | 21 | 30 | 21 | 45 | 25 | 87 | 0 | 0 | 0 | 0 | 0 | 0 | 0 | 0 | 0 | 0 | 0 | 0
2025-10-25 21:45 | 2025 | 10 | 25 | 21 | 45 | 22 | 0 | 25 | 88 | 0 | 0 | 0 | 0 | 0 | 0 | 0 | 0 | 0 | 0 | 0 | 0
2025-10-25 22:00 | 2025 | 10 | 25 | 22 | 0 | 22 | 15 | 25 | 89 | 0 | 0 | 0 | 0 | 0 | 0 | 0 | 0 | 0 | 0 | 0 | 0
2025-10-25 22:15 | 2025 | 10 | 25 | 22 | 15 | 22 | 30 | 25 | 90 | 0 | 0 | 0 | 0 | 0 | 0 | 0 | 0 | 0 | 0 | 0 | 0
2025-10-25 22:30 | 2025 | 10 | 25 | 22 | 30 | 22 | 45 | 25 | 91 | 0 | 0 | 0 | 0 | 0 | 0 | 0 | 0 | 0 | 0 | 0 | 0
2025-10-25 22:45 | 2025 | 10 | 25 | 22 | 45 | 23 | 0 | 25 | 92 | 0 | 0 | 0 | 0 | 0 | 0 | 0 | 0 | 0 | 0 | 0 | 0
2025-10-25 23:00 | 2025 | 10 | 25 | 23 | 0 | 23 | 15 | 25 | 93 | 0 | 0 | 0 | 0 | 0 | 0 | 0 | 0 | 0 | 0 | 0 | 0
2025-10-25 23:15 | 2025 | 10 | 25 | 23 | 15 | 23 | 30 | 25 | 94 | 0 | 0 | 0 | 0 | 0 | 0 | 0 | 0 | 0 | 0 | 0 | 0
2025-10-25 23:30 | 2025 | 10 | 25 | 23 | 30 | 23 | 45 | 25 | 95 | 0 | 0 | 0 | 0 | 0 | 0 | 0 | 0 | 0 | 0 | 0 | 0
2025-10-25 23:45 | 2025 | 10 | 25 | 23 | 45 | 0 | 0 | 26 | 96 | 0 | 0 | 0 | 0 | 0 | 0 | 0 | 0 | 0 | 0 | 0 | 0
2025-10-26 | 2025 | 10 | 26 | 0 | 0 | 0 | 15 | 26 | 1 | 0 | 0 | 0 | 0 | 0 | 0 | 0 | 0 | 0 | 0 | 0 | 0
2025-10-26 00:15 | 2025 | 10 | 26 | 0 | 15 | 0 | 30 | 26 | 2 | 0 | 0 | 0 | 0 | 0 | 0 | 0 | 0 | 0 | 0 | 0 | 0
2025-10-26 00:30 | 2025 | 10 | 26 | 0 | 30 | 0 | 45 | 26 | 3 | 0 | 0 | 0 | 0 | 0 | 0 | 0 | 0 | 0 | 0 | 0 | 0
2025-10-26 00:45 | 2025 | 10 | 26 | 0 | 45 | 1 | 0 | 26 | 4 | 0 | 0 | 0 | 0 | 0 | 0 | 0 | 0 | 0 | 0 | 0 | 0
2025-10-26 01:00 | 2025 | 10 | 26 | 1 | 0 | 1 | 15 | 26 | 5 | 0 | 0 | 0 | 0 | 0 | 0 | 0 | 0 | 0 | 0 | 0 | 0
2025-10-26 01:15 | 2025 | 10 | 26 | 1 | 15 | 1 | 30 | 26 | 6 | 0 | 0 | 0 | 0 | 0 | 0 | 0 | 0 | 0 | 0 | 0 | 0
2025-10-26 01:30 | 2025 | 10 | 26 | 1 | 30 | 1 | 45 | 26 | 7 | 0 | 0 | 0 | 0 | 0 | 0 | 0 | 0 | 0 | 0 | 0 | 0
2025-10-26 01:45 | 2025 | 10 | 26 | 1 | 45 | 2 | 0 | 26 | 8 | 0 | 0 | 0 | 0 | 0 | 0 | 0 | 0 | 0 | 0 | 0 | 0
2025-10-26 02:00 | 2025 | 10 | 26 | 2 | 0 | 2 | 15 | 26 | 9 | 0 | 0 | 0 | 0 | 0 | 0 | 0 | 0 | 0 | 0 | 0 | 0
2025-10-26 02:15 | 2025 | 10 | 26 | 2 | 15 | 2 | 30 | 26 | 10 | 0 | 0 | 0 | 0 | 0 | 0 | 0 | 0 | 0 | 0 | 0 | 0
2025-10-26 02:30 | 2025 | 10 | 26 | 2 | 30 | 2 | 45 | 26 | 11 | 0 | 0 | 0 | 0 | 0 | 0 | 0 | 0 | 0 | 0 | 0 | 0
2025-10-26 02:45 | 2025 | 10 | 26 | 2 | 45 | 3 | 0 | 26 | 12 | 0 | 0 | 0 | 0 | 0 | 0 | 0 | 0 | 0 | 0 | 0 | 0
2025-10-26 02:00 | 2025 | 10 | 26 | 2 | 0 | 2 | 15 | 26 | 9 | 0 | 0 | 0 | 0 | 0 | 0 | 0 | 0 | 0 | 0 | 0 | 0
2025-10-26 02:15 | 2025 | 10 | 26 | 2 | 15 | 2 | 30 | 26 | 10 | 0 | 0 | 0 | 0 | 0 | 0 | 0 | 0 | 0 | 0 | 0 | 0
2025-10-26 02:30 | 2025 | 10 | 26 | 2 | 30 | 2 | 45 | 26 | 11 | 0 | 0 | 0 | 0 | 0 | 0 | 0 | 0 | 0 | 0 | 0 | 0
2025-10-26 02:45 | 2025 | 10 | 26 | 2 | 45 | 3 | 0 | 26 | 12 | 0 | 0 | 0 | 0 | 0 | 0 | 0 | 0 | 0 | 0 | 0 | 0
2025-10-26 03:00 | 2025 | 10 | 26 | 3 | 0 | 3 | 15 | 26 | 13 | 0 | 0 | 0 | 0 | 0 | 0 | 0 | 0 | 0 | 0 | 0 | 0
2025-10-26 03:15 | 2025 | 10 | 26 | 3 | 15 | 3 | 30 | 26 | 14 | 0 | 0 | 0 | 0 | 0 | 0 | 0 | 0 | 0 | 0 | 0 | 0
2025-10-26 03:30 | 2025 | 10 | 26 | 3 | 30 | 3 | 45 | 26 | 15 | 0 | 0 | 0 | 0 | 0 | 0 | 0 | 0 | 0 | 0 | 0 | 0
2025-10-26 03:45 | 2025 | 10 | 26 | 3 | 45 | 4 | 0 | 26 | 16 | 0 | 0 | 0 | 0 | 0 | 0 | 0 | 0 | 0 | 0 | 0 | 0
2025-10-26 04:00 | 2025 | 10 | 26 | 4 | 0 | 4 | 15 | 26 | 17 | 0 | 0 | 0 | 0 | 0 | 0 | 0 | 0 | 0 | 0 | 0 | 0
2025-10-26 04:15 | 2025 | 10 | 26 | 4 | 15 | 4 | 30 | 26 | 18 | 0 | 0 | 0 | 0 | 0 | 0 | 0 | 0 | 0 | 0 | 0 | 0
2025-10-26 04:30 | 2025 | 10 | 26 | 4 | 30 | 4 | 45 | 26 | 19 | 0 | 0 | 0 | 0 | 0 | 0 | 0 | 0 | 0 | 0 | 0 | 0
2025-10-26 04:45 | 2025 | 10 | 26 | 4 | 45 | 5 | 0 | 26 | 20 | 0 | 0 | 0 | 0 | 0 | 0 | 0 | 0 | 0 | 0 | 0 | 0
2025-10-26 05:00 | 2025 | 10 | 26 | 5 | 0 | 5 | 15 | 26 | 21 | 0 | 0 | 0 | 0 | 0 | 0 | 0 | 0 | 0 | 0 | 0 | 0
2025-10-26 05:15 | 2025 | 10 | 26 | 5 | 15 | 5 | 30 | 26 | 22 | 0 | 0 | 0 | 0 | 0 | 0 | 0 | 0 | 0 | 0 | 0 | 0
2025-10-26 05:30 | 2025 | 10 | 26 | 5 | 30 | 5 | 45 | 26 | 23 | 0 | 0 | 0 | 0 | 0 | 0 | 0 | 0 | 0 | 0 | 0 | 0
2025-10-26 05:45 | 2025 | 10 | 26 | 5 | 45 | 6 | 0 | 26 | 24 | 0.54142 | 0.13536 | 0.35911 | 0.089778 | 0.45027 | 0.11257 | 0.54142 | 0.13536 | 0.63258 | 0.15815 | 0.72373 | 0.18093
2025-10-26 06:00 | 2025 | 10 | 26 | 6 | 0 | 6 | 15 | 26 | 25 | 1.0834 | 0.27085 | 0.7184 | 0.1796 | 0.9009 | 0.22523 | 1.0834 | 0.27085 | 1.2659 | 0.31648 | 1.4484 | 0.36211
2025-10-26 06:15 | 2025 | 10 | 26 | 6 | 15 | 6 | 30 | 26 | 26 | 1.626 | 0.40649 | 1.0779 | 0.26946 | 1.3519 | 0.33798 | 1.626 | 0.40649 | 1.9 | 0.47501 | 2.1741 | 0.54352
2025-10-26 06:30 | 2025 | 10 | 26 | 6 | 30 | 6 | 45 | 26 | 27 | 2.1686 | 0.54215 | 1.4371 | 0.35929 | 1.8029 | 0.45072 | 2.1686 | 0.54215 | 2.5343 | 0.63358 | 2.9 | 0.72501
2025-10-26 06:45 | 2025 | 10 | 26 | 6 | 45 | 7 | 0 | 26 | 28 | 4.9531 | 1.2383 | 3.2815 | 0.82038 | 4.1173 | 1.0293 | 4.9531 | 1.2383 | 5.7889 | 1.4472 | 6.6247 | 1.6562
2025-10-26 07:00 | 2025 | 10 | 26 | 7 | 0 | 7 | 15 | 26 | 29 | 9.9838 | 2.496 | 6.6125 | 1.6531 | 8.2982 | 2.0745 | 9.9838 | 2.496 | 11.6695 | 2.9174 | 13.3551 | 3.3388
2025-10-26 07:15 | 2025 | 10 | 26 | 7 | 15 | 7 | 30 | 26 | 30 | 12.9732 | 3.2433 | 8.59 | 2.1475 | 10.7816 | 2.6954 | 12.9732 | 3.2433 | 15.1648 | 3.7912 | 17.3564 | 4.3391
2025-10-26 07:30 | 2025 | 10 | 26 | 7 | 30 | 7 | 45 | 26 | 31 | 19.5721 | 4.893 | 12.9556 | 3.2389 | 16.2638 | 4.066 | 19.5721 | 4.893 | 22.8803 | 5.7201 | 26.1886 | 6.5471
2025-10-26 07:45 | 2025 | 10 | 26 | 7 | 45 | 8 | 0 | 26 | 32 | 20.347 | 5.0867 | 13.4646 | 3.3661 | 16.9058 | 4.2264 | 20.347 | 5.0867 | 23.7882 | 5.947 | 27.2294 | 6.8073
2025-10-26 08:00 | 2025 | 10 | 26 | 8 | 0 | 8 | 15 | 26 | 33 | 19.615 | 4.9037 | 12.9764 | 3.2441 | 16.2957 | 4.0739 | 19.615 | 4.9037 | 22.9342 | 5.7336 | 26.2535 | 6.5634
2025-10-26 08:15 | 2025 | 10 | 26 | 8 | 15 | 8 | 30 | 26 | 34 | 22.7467 | 5.6867 | 15.0438 | 3.761 | 18.8953 | 4.7238 | 22.7467 | 5.6867 | 26.5981 | 6.6495 | 30.4496 | 7.6124
2025-10-26 08:30 | 2025 | 10 | 26 | 8 | 30 | 8 | 45 | 26 | 35 | 18.9779 | 4.7445 | 12.5476 | 3.1369 | 15.7628 | 3.9407 | 18.9779 | 4.7445 | 22.1931 | 5.5483 | 25.4082 | 6.3521
2025-10-26 08:45 | 2025 | 10 | 26 | 8 | 45 | 9 | 0 | 26 | 36 | 22.7686 | 5.6922 | 15.0495 | 3.7624 | 18.9091 | 4.7273 | 22.7686 | 5.6922 | 26.6282 | 6.6571 | 30.4878 | 7.6219
2025-10-26 09:00 | 2025 | 10 | 26 | 9 | 0 | 9 | 15 | 26 | 37 | 28.208 | 7.052 | 18.6393 | 4.6598 | 23.4236 | 5.8559 | 28.208 | 7.052 | 32.9923 | 8.2481 | 37.7766 | 9.4442
2025-10-26 09:15 | 2025 | 10 | 26 | 9 | 15 | 9 | 30 | 26 | 38 | 25.3659 | 6.3415 | 16.7564 | 4.1891 | 21.0612 | 5.2653 | 25.3659 | 6.3415 | 29.6707 | 7.4177 | 33.9755 | 8.4939
2025-10-26 09:30 | 2025 | 10 | 26 | 9 | 30 | 9 | 45 | 26 | 39 | 29.7798 | 7.4449 | 19.6663 | 4.9166 | 24.723 | 6.1808 | 29.7798 | 7.4449 | 34.8365 | 8.7091 | 39.8932 | 9.9733
2025-10-26 09:45 | 2025 | 10 | 26 | 9 | 45 | 10 | 0 | 26 | 40 | 29.8952 | 7.4738 | 19.7367 | 4.9342 | 24.8159 | 6.204 | 29.8952 | 7.4738 | 34.9745 | 8.7436 | 40.0537 | 10.0134
2025-10-26 10:00 | 2025 | 10 | 26 | 10 | 0 | 10 | 15 | 26 | 41 | 28.787 | 7.1968 | 18.9994 | 4.7499 | 23.8932 | 5.9733 | 28.787 | 7.1968 | 33.6808 | 8.4202 | 38.5746 | 9.6437
2025-10-26 10:15 | 2025 | 10 | 26 | 10 | 15 | 10 | 30 | 26 | 42 | 29.6387 | 7.4097 | 19.5557 | 4.8889 | 24.5972 | 6.1493 | 29.6387 | 7.4097 | 34.6802 | 8.6701 | 39.7217 | 9.9304
2025-10-26 10:30 | 2025 | 10 | 26 | 10 | 30 | 10 | 45 | 26 | 43 | 26.3401 | 6.585 | 17.3741 | 4.3435 | 21.8571 | 5.4643 | 26.3401 | 6.585 | 30.8231 | 7.7058 | 35.3061 | 8.8265
2025-10-26 10:45 | 2025 | 10 | 26 | 10 | 45 | 11 | 0 | 26 | 44 | 33.6594 | 8.4148 | 22.1953 | 5.5488 | 27.9274 | 6.9818 | 33.6594 | 8.4148 | 39.3914 | 9.8479 | 45.1234 | 11.2809
2025-10-26 11:00 | 2025 | 10 | 26 | 11 | 0 | 11 | 15 | 26 | 45 | 38.9008 | 9.7252 | 25.6439 | 6.411 | 32.2724 | 8.0681 | 38.9008 | 9.7252 | 45.5293 | 11.3823 | 52.1578 | 13.0394
2025-10-26 11:15 | 2025 | 10 | 26 | 11 | 15 | 11 | 30 | 26 | 46 | 48.4377 | 12.1094 | 31.9212 | 7.9803 | 40.1794 | 10.0449 | 48.4377 | 12.1094 | 56.696 | 14.174 | 64.9543 | 16.2386
2025-10-26 11:30 | 2025 | 10 | 26 | 11 | 30 | 11 | 45 | 26 | 47 | 58.5213 | 14.6303 | 38.5548 | 9.6387 | 48.5381 | 12.1345 | 58.5213 | 14.6303 | 68.5046 | 17.1261 | 78.4878 | 19.622
2025-10-26 11:45 | 2025 | 10 | 26 | 11 | 45 | 12 | 0 | 26 | 48 | 49.0813 | 12.2703 | 32.3258 | 8.0815 | 40.7035 | 10.1759 | 49.0813 | 12.2703 | 57.459 | 14.3648 | 65.8368 | 16.4592
2025-10-26 12:00 | 2025 | 10 | 26 | 12 | 0 | 12 | 15 | 26 | 49 | 42.5894 | 10.6474 | 28.0417 | 7.0104 | 35.3155 | 8.8289 | 42.5894 | 10.6474 | 49.8633 | 12.4658 | 57.1372 | 14.2843
2025-10-26 12:15 | 2025 | 10 | 26 | 12 | 15 | 12 | 30 | 26 | 50 | 36.4473 | 9.1118 | 23.9903 | 5.9976 | 30.2188 | 7.5547 | 36.4473 | 9.1118 | 42.6758 | 10.6689 | 48.9042 | 12.2261
2025-10-26 12:30 | 2025 | 10 | 26 | 12 | 30 | 12 | 45 | 26 | 51 | 27.7107 | 6.9277 | 18.2342 | 4.5585 | 22.9724 | 5.7431 | 27.7107 | 6.9277 | 32.4489 | 8.1122 | 37.1872 | 9.2968
2025-10-26 12:45 | 2025 | 10 | 26 | 12 | 45 | 13 | 0 | 26 | 52 | 27.6244 | 6.9061 | 18.1718 | 4.543 | 22.8981 | 5.7245 | 27.6244 | 6.9061 | 32.3506 | 8.0877 | 37.0769 | 9.2692
2025-10-26 13:00 | 2025 | 10 | 26 | 13 | 0 | 13 | 15 | 26 | 53 | 23.9421 | 5.9855 | 15.7448 | 3.9362 | 19.8435 | 4.9609 | 23.9421 | 5.9855 | 28.0408 | 7.0102 | 32.1395 | 8.0349
2025-10-26 13:15 | 2025 | 10 | 26 | 13 | 15 | 13 | 30 | 26 | 54 | 18.2547 | 4.5637 | 12.001 | 3.0002 | 15.1279 | 3.782 | 18.2547 | 4.5637 | 21.3816 | 5.3454 | 24.5085 | 6.1271
2025-10-26 13:30 | 2025 | 10 | 26 | 13 | 30 | 13 | 45 | 26 | 55 | 16.8456 | 4.2114 | 11.0712 | 2.7678 | 13.9584 | 3.4896 | 16.8456 | 4.2114 | 19.7329 | 4.9332 | 22.6201 | 5.655
2025-10-26 13:45 | 2025 | 10 | 26 | 13 | 45 | 14 | 0 | 26 | 56 | 13.6572 | 3.4143 | 8.973 | 2.2432 | 11.3151 | 2.8288 | 13.6572 | 3.4143 | 15.9993 | 3.9998 | 18.3414 | 4.5853
2025-10-26 14:00 | 2025 | 10 | 26 | 14 | 0 | 14 | 15 | 26 | 57 | 13.9841 | 3.496 | 9.185 | 2.2962 | 11.5845 | 2.8961 | 13.9841 | 3.496 | 16.3837 | 4.0959 | 18.7833 | 4.6958
2025-10-26 14:15 | 2025 | 10 | 26 | 14 | 15 | 14 | 30 | 26 | 58 | 16.5858 | 4.1465 | 10.8904 | 2.7226 | 13.7381 | 3.4345 | 16.5858 | 4.1465 | 19.4335 | 4.8584 | 22.2813 | 5.5703
2025-10-26 14:30 | 2025 | 10 | 26 | 14 | 30 | 14 | 45 | 26 | 59 | 14.9494 | 3.7373 | 9.8129 | 2.4532 | 12.3811 | 3.0953 | 14.9494 | 3.7373 | 17.5176 | 4.3794 | 20.0859 | 5.0215
2025-10-26 14:45 | 2025 | 10 | 26 | 14 | 45 | 15 | 0 | 26 | 60 | 16.4887 | 4.1222 | 10.82 | 2.705 | 13.6543 | 3.4136 | 16.4887 | 4.1222 | 19.3231 | 4.8308 | 22.1575 | 5.5394
2025-10-26 15:00 | 2025 | 10 | 26 | 15 | 0 | 15 | 15 | 26 | 61 | 15.5483 | 3.8871 | 10.1997 | 2.5499 | 12.874 | 3.2185 | 15.5483 | 3.8871 | 18.2226 | 4.5556 | 20.8969 | 5.2242
2025-10-26 15:15 | 2025 | 10 | 26 | 15 | 15 | 15 | 30 | 26 | 62 | 14.5953 | 3.6488 | 9.5716 | 2.3929 | 12.0834 | 3.0209 | 14.5953 | 3.6488 | 17.1072 | 4.2768 | 19.6191 | 4.9048
2025-10-26 15:30 | 2025 | 10 | 26 | 15 | 30 | 15 | 45 | 26 | 63 | 11.8059 | 2.9515 | 7.7398 | 1.935 | 9.7729 | 2.4432 | 11.8059 | 2.9515 | 13.8389 | 3.4597 | 15.8719 | 3.968
2025-10-26 15:45 | 2025 | 10 | 26 | 15 | 45 | 16 | 0 | 26 | 64 | 7.6551 | 1.9138 | 5.017 | 1.2543 | 6.3361 | 1.584 | 7.6551 | 1.9138 | 8.9741 | 2.2435 | 10.2931 | 2.5733
2025-10-26 16:00 | 2025 | 10 | 26 | 16 | 0 | 16 | 15 | 26 | 65 | 4.0294 | 1.0073 | 2.64 | 0.65999 | 3.3347 | 0.83367 | 4.0294 | 1.0073 | 4.7241 | 1.181 | 5.4188 | 1.3547
2025-10-26 16:15 | 2025 | 10 | 26 | 16 | 15 | 16 | 30 | 26 | 66 | 0 | 0 | 0 | 0 | 0 | 0 | 0 | 0 | 0 | 0 | 0 | 0
2025-10-26 16:30 | 2025 | 10 | 26 | 16 | 30 | 16 | 45 | 26 | 67 | 0 | 0 | 0 | 0 | 0 | 0 | 0 | 0 | 0 | 0 | 0 | 0
2025-10-26 16:45 | 2025 | 10 | 26 | 16 | 45 | 17 | 0 | 26 | 68 | 0 | 0 | 0 | 0 | 0 | 0 | 0 | 0 | 0 | 0 | 0 | 0
2025-10-26 17:00 | 2025 | 10 | 26 | 17 | 0 | 17 | 15 | 26 | 69 | 0 | 0 | 0 | 0 | 0 | 0 | 0 | 0 | 0 | 0 | 0 | 0
2025-10-26 17:15 | 2025 | 10 | 26 | 17 | 15 | 17 | 30 | 26 | 70 | 0 | 0 | 0 | 0 | 0 | 0 | 0 | 0 | 0 | 0 | 0 | 0
2025-10-26 17:30 | 2025 | 10 | 26 | 17 | 30 | 17 | 45 | 26 | 71 | 0 | 0 | 0 | 0 | 0 | 0 | 0 | 0 | 0 | 0 | 0 | 0
2025-10-26 17:45 | 2025 | 10 | 26 | 17 | 45 | 18 | 0 | 26 | 72 | 0 | 0 | 0 | 0 | 0 | 0 | 0 | 0 | 0 | 0 | 0 | 0
2025-10-26 18:00 | 2025 | 10 | 26 | 18 | 0 | 18 | 15 | 26 | 73 | 0 | 0 | 0 | 0 | 0 | 0 | 0 | 0 | 0 | 0 | 0 | 0
2025-10-26 18:15 | 2025 | 10 | 26 | 18 | 15 | 18 | 30 | 26 | 74 | 0 | 0 | 0 | 0 | 0 | 0 | 0 | 0 | 0 | 0 | 0 | 0
2025-10-26 18:30 | 2025 | 10 | 26 | 18 | 30 | 18 | 45 | 26 | 75 | 0 | 0 | 0 | 0 | 0 | 0 | 0 | 0 | 0 | 0 | 0 | 0
2025-10-26 18:45 | 2025 | 10 | 26 | 18 | 45 | 19 | 0 | 26 | 76 | 0 | 0 | 0 | 0 | 0 | 0 | 0 | 0 | 0 | 0 | 0 | 0
2025-10-26 19:00 | 2025 | 10 | 26 | 19 | 0 | 19 | 15 | 26 | 77 | 0 | 0 | 0 | 0 | 0 | 0 | 0 | 0 | 0 | 0 | 0 | 0
2025-10-26 19:15 | 2025 | 10 | 26 | 19 | 15 | 19 | 30 | 26 | 78 | 0 | 0 | 0 | 0 | 0 | 0 | 0 | 0 | 0 | 0 | 0 | 0
2025-10-26 19:30 | 2025 | 10 | 26 | 19 | 30 | 19 | 45 | 26 | 79 | 0 | 0 | 0 | 0 | 0 | 0 | 0 | 0 | 0 | 0 | 0 | 0
2025-10-26 19:45 | 2025 | 10 | 26 | 19 | 45 | 20 | 0 | 26 | 80 | 0 | 0 | 0 | 0 | 0 | 0 | 0 | 0 | 0 | 0 | 0 | 0
2025-10-26 20:00 | 2025 | 10 | 26 | 20 | 0 | 20 | 15 | 26 | 81 | 0 | 0 | 0 | 0 | 0 | 0 | 0 | 0 | 0 | 0 | 0 | 0
2025-10-26 20:15 | 2025 | 10 | 26 | 20 | 15 | 20 | 30 | 26 | 82 | 0 | 0 | 0 | 0 | 0 | 0 | 0 | 0 | 0 | 0 | 0 | 0
2025-10-26 20:30 | 2025 | 10 | 26 | 20 | 30 | 20 | 45 | 26 | 83 | 0 | 0 | 0 | 0 | 0 | 0 | 0 | 0 | 0 | 0 | 0 | 0
2025-10-26 20:45 | 2025 | 10 | 26 | 20 | 45 | 21 | 0 | 26 | 84 | 0 | 0 | 0 | 0 | 0 | 0 | 0 | 0 | 0 | 0 | 0 | 0
2025-10-26 21:00 | 2025 | 10 | 26 | 21 | 0 | 21 | 15 | 26 | 85 | 0 | 0 | 0 | 0 | 0 | 0 | 0 | 0 | 0 | 0 | 0 | 0
2025-10-26 21:15 | 2025 | 10 | 26 | 21 | 15 | 21 | 30 | 26 | 86 | 0 | 0 | 0 | 0 | 0 | 0 | 0 | 0 | 0 | 0 | 0 | 0
2025-10-26 21:30 | 2025 | 10 | 26 | 21 | 30 | 21 | 45 | 26 | 87 | 0 | 0 | 0 | 0 | 0 | 0 | 0 | 0 | 0 | 0 | 0 | 0
2025-10-26 21:45 | 2025 | 10 | 26 | 21 | 45 | 22 | 0 | 26 | 88 | 0 | 0 | 0 | 0 | 0 | 0 | 0 | 0 | 0 | 0 | 0 | 0
2025-10-26 22:00 | 2025 | 10 | 26 | 22 | 0 | 22 | 15 | 26 | 89 | 0 | 0 | 0 | 0 | 0 | 0 | 0 | 0 | 0 | 0 | 0 | 0
2025-10-26 22:15 | 2025 | 10 | 26 | 22 | 15 | 22 | 30 | 26 | 90 | 0 | 0 | 0 | 0 | 0 | 0 | 0 | 0 | 0 | 0 | 0 | 0
2025-10-26 22:30 | 2025 | 10 | 26 | 22 | 30 | 22 | 45 | 26 | 91 | 0 | 0 | 0 | 0 | 0 | 0 | 0 | 0 | 0 | 0 | 0 | 0
2025-10-26 22:45 | 2025 | 10 | 26 | 22 | 45 | 23 | 0 | 26 | 92 | 0 | 0 | 0 | 0 | 0 | 0 | 0 | 0 | 0 | 0 | 0 | 0
2025-10-26 23:00 | 2025 | 10 | 26 | 23 | 0 | 23 | 15 | 26 | 93 | 0 | 0 | 0 | 0 | 0 | 0 | 0 | 0 | 0 | 0 | 0 | 0
2025-10-26 23:15 | 2025 | 10 | 26 | 23 | 15 | 23 | 30 | 26 | 94 | 0 | 0 | 0 | 0 | 0 | 0 | 0 | 0 | 0 | 0 | 0 | 0
2025-10-26 23:30 | 2025 | 10 | 26 | 23 | 30 | 23 | 45 | 26 | 95 | 0 | 0 | 0 | 0 | 0 | 0 | 0 | 0 | 0 | 0 | 0 | 0
2025-10-26 23:45 | 2025 | 10 | 26 | 23 | 45 | 0 | 0 | 27 | 96 | 0 | 0 | 0 | 0 | 0 | 0 | 0 | 0 | 0 | 0 | 0 | 0
2025-10-27 | 2025 | 10 | 27 | 0 | 0 | 0 | 15 | 27 | 1 | 0 | 0 | 0 | 0 | 0 | 0 | 0 | 0 | 0 | 0 | 0 | 0
2025-10-27 00:15 | 2025 | 10 | 27 | 0 | 15 | 0 | 30 | 27 | 2 | 0 | 0 | 0 | 0 | 0 | 0 | 0 | 0 | 0 | 0 | 0 | 0
2025-10-27 00:30 | 2025 | 10 | 27 | 0 | 30 | 0 | 45 | 27 | 3 | 0 | 0 | 0 | 0 | 0 | 0 | 0 | 0 | 0 | 0 | 0 | 0
2025-10-27 00:45 | 2025 | 10 | 27 | 0 | 45 | 1 | 0 | 27 | 4 | 0 | 0 | 0 | 0 | 0 | 0 | 0 | 0 | 0 | 0 | 0 | 0
2025-10-27 01:00 | 2025 | 10 | 27 | 1 | 0 | 1 | 15 | 27 | 5 | 0 | 0 | 0 | 0 | 0 | 0 | 0 | 0 | 0 | 0 | 0 | 0
2025-10-27 01:15 | 2025 | 10 | 27 | 1 | 15 | 1 | 30 | 27 | 6 | 0 | 0 | 0 | 0 | 0 | 0 | 0 | 0 | 0 | 0 | 0 | 0
2025-10-27 01:30 | 2025 | 10 | 27 | 1 | 30 | 1 | 45 | 27 | 7 | 0 | 0 | 0 | 0 | 0 | 0 | 0 | 0 | 0 | 0 | 0 | 0
2025-10-27 01:45 | 2025 | 10 | 27 | 1 | 45 | 2 | 0 | 27 | 8 | 0 | 0 | 0 | 0 | 0 | 0 | 0 | 0 | 0 | 0 | 0 | 0
2025-10-27 02:00 | 2025 | 10 | 27 | 2 | 0 | 2 | 15 | 27 | 9 | 0 | 0 | 0 | 0 | 0 | 0 | 0 | 0 | 0 | 0 | 0 | 0
2025-10-27 02:15 | 2025 | 10 | 27 | 2 | 15 | 2 | 30 | 27 | 10 | 0 | 0 | 0 | 0 | 0 | 0 | 0 | 0 | 0 | 0 | 0 | 0
2025-10-27 02:30 | 2025 | 10 | 27 | 2 | 30 | 2 | 45 | 27 | 11 | 0 | 0 | 0 | 0 | 0 | 0 | 0 | 0 | 0 | 0 | 0 | 0
2025-10-27 02:45 | 2025 | 10 | 27 | 2 | 45 | 3 | 0 | 27 | 12 | 0 | 0 | 0 | 0 | 0 | 0 | 0 | 0 | 0 | 0 | 0 | 0
2025-10-27 03:00 | 2025 | 10 | 27 | 3 | 0 | 3 | 15 | 27 | 13 | 0 | 0 | 0 | 0 | 0 | 0 | 0 | 0 | 0 | 0 | 0 | 0
2025-10-27 03:15 | 2025 | 10 | 27 | 3 | 15 | 3 | 30 | 27 | 14 | 0 | 0 | 0 | 0 | 0 | 0 | 0 | 0 | 0 | 0 | 0 | 0
2025-10-27 03:30 | 2025 | 10 | 27 | 3 | 30 | 3 | 45 | 27 | 15 | 0 | 0 | 0 | 0 | 0 | 0 | 0 | 0 | 0 | 0 | 0 | 0
2025-10-27 03:45 | 2025 | 10 | 27 | 3 | 45 | 4 | 0 | 27 | 16 | 0 | 0 | 0 | 0 | 0 | 0 | 0 | 0 | 0 | 0 | 0 | 0
2025-10-27 04:00 | 2025 | 10 | 27 | 4 | 0 | 4 | 15 | 27 | 17 | 0 | 0 | 0 | 0 | 0 | 0 | 0 | 0 | 0 | 0 | 0 | 0
2025-10-27 04:15 | 2025 | 10 | 27 | 4 | 15 | 4 | 30 | 27 | 18 | 0 | 0 | 0 | 0 | 0 | 0 | 0 | 0 | 0 | 0 | 0 | 0
2025-10-27 04:30 | 2025 | 10 | 27 | 4 | 30 | 4 | 45 | 27 | 19 | 0 | 0 | 0 | 0 | 0 | 0 | 0 | 0 | 0 | 0 | 0 | 0
2025-10-27 04:45 | 2025 | 10 | 27 | 4 | 45 | 5 | 0 | 27 | 20 | 0 | 0 | 0 | 0 | 0 | 0 | 0 | 0 | 0 | 0 | 0 | 0
2025-10-27 05:00 | 2025 | 10 | 27 | 5 | 0 | 5 | 15 | 27 | 21 | 0 | 0 | 0 | 0 | 0 | 0 | 0 | 0 | 0 | 0 | 0 | 0
2025-10-27 05:15 | 2025 | 10 | 27 | 5 | 15 | 5 | 30 | 27 | 22 | 0 | 0 | 0 | 0 | 0 | 0 | 0 | 0 | 0 | 0 | 0 | 0
2025-10-27 05:30 | 2025 | 10 | 27 | 5 | 30 | 5 | 45 | 27 | 23 | 0 | 0 | 0 | 0 | 0 | 0 | 0 | 0 | 0 | 0 | 0 | 0
2025-10-27 05:45 | 2025 | 10 | 27 | 5 | 45 | 6 | 0 | 27 | 24 | 8.7817 | 2.1954 | 5.9103 | 1.4776 | 7.346 | 1.8365 | 8.7817 | 2.1954 | 10.2174 | 2.5544 | 11.6531 | 2.9133
2025-10-27 06:00 | 2025 | 10 | 27 | 6 | 0 | 6 | 15 | 27 | 25 | 22.4763 | 5.6191 | 15.1216 | 3.7804 | 18.7989 | 4.6997 | 22.4763 | 5.6191 | 26.1536 | 6.5384 | 29.831 | 7.4578
2025-10-27 06:15 | 2025 | 10 | 27 | 6 | 15 | 6 | 30 | 27 | 26 | 33.8886 | 8.4721 | 22.7912 | 5.6978 | 28.3399 | 7.085 | 33.8886 | 8.4721 | 39.4373 | 9.8593 | 44.986 | 11.2465
2025-10-27 06:30 | 2025 | 10 | 27 | 6 | 30 | 6 | 45 | 27 | 27 | 42.3196 | 10.5799 | 28.4509 | 7.1127 | 35.3852 | 8.8463 | 42.3196 | 10.5799 | 49.254 | 12.3135 | 56.1883 | 14.0471
2025-10-27 06:45 | 2025 | 10 | 27 | 6 | 45 | 7 | 0 | 27 | 28 | 115.1974 | 28.7993 | 77.4171 | 19.3543 | 96.3072 | 24.0768 | 115.1974 | 28.7993 | 134.0875 | 33.5219 | 152.9777 | 38.2444
2025-10-27 07:00 | 2025 | 10 | 27 | 7 | 0 | 7 | 15 | 27 | 29 | 188.9946 | 47.2487 | 151.8626 | 37.9656 | 170.4286 | 42.6072 | 188.9946 | 47.2487 | 207.5606 | 51.8902 | 226.1267 | 56.5317
2025-10-27 07:15 | 2025 | 10 | 27 | 7 | 15 | 7 | 30 | 27 | 30 | 264.9246 | 66.2312 | 212.765 | 53.1912 | 238.8448 | 59.7112 | 264.9246 | 66.2312 | 291.0045 | 72.7511 | 317.0843 | 79.2711
2025-10-27 07:30 | 2025 | 10 | 27 | 7 | 30 | 7 | 45 | 27 | 31 | 348.4813 | 87.1203 | 279.7264 | 69.9316 | 314.1038 | 78.526 | 348.4813 | 87.1203 | 382.8587 | 95.7147 | 417.2361 | 104.309
2025-10-27 07:45 | 2025 | 10 | 27 | 7 | 45 | 8 | 0 | 27 | 32 | 655.31 | 163.8275 | 525.7473 | 131.4368 | 590.5287 | 147.6322 | 655.31 | 163.8275 | 720.0914 | 180.0228 | 784.8727 | 196.2182
2025-10-27 08:00 | 2025 | 10 | 27 | 8 | 0 | 8 | 15 | 27 | 33 | 972.2584 | 243.0646 | 781.0476 | 195.2619 | 876.653 | 219.1632 | 972.2584 | 243.0646 | 1067.8638 | 266.966 | 1163.4692 | 290.8673
2025-10-27 08:15 | 2025 | 10 | 27 | 8 | 15 | 8 | 30 | 27 | 34 | 1303.6191 | 325.9048 | 1046.6975 | 261.6744 | 1175.1583 | 293.7896 | 1303.6191 | 325.9048 | 1432.0799 | 358.02 | 1560.5406 | 390.1352
2025-10-27 08:30 | 2025 | 10 | 27 | 8 | 30 | 8 | 45 | 27 | 35 | 1642.8496 | 410.7124 | 1318.3868 | 329.5967 | 1480.6182 | 370.1545 | 1642.8496 | 410.7124 | 1805.081 | 451.2702 | 1967.3124 | 491.8281
2025-10-27 08:45 | 2025 | 10 | 27 | 8 | 45 | 9 | 0 | 27 | 36 | 1767.402 | 441.8505 | 1417.6037 | 354.4009 | 1592.5028 | 398.1257 | 1767.402 | 441.8505 | 1942.3012 | 485.5753 | 2117.2003 | 529.3001
2025-10-27 09:00 | 2025 | 10 | 27 | 9 | 0 | 9 | 15 | 27 | 37 | 1886.3947 | 471.5987 | 1512.2598 | 378.0649 | 1699.3272 | 424.8318 | 1886.3947 | 471.5987 | 2073.4622 | 518.3655 | 2260.5297 | 565.1324
2025-10-27 09:15 | 2025 | 10 | 27 | 9 | 15 | 9 | 30 | 27 | 38 | 1999.322 | 499.8305 | 1601.9568 | 400.4892 | 1800.6394 | 450.1599 | 1999.322 | 499.8305 | 2198.0047 | 549.5012 | 2396.6873 | 599.1718
2025-10-27 09:30 | 2025 | 10 | 27 | 9 | 30 | 9 | 45 | 27 | 39 | 2105.7059 | 526.4265 | 1686.3195 | 421.5799 | 1896.0127 | 474.0032 | 2105.7059 | 526.4265 | 2315.3992 | 578.8498 | 2500 | 625
2025-10-27 09:45 | 2025 | 10 | 27 | 9 | 45 | 10 | 0 | 27 | 40 | 2169.6511 | 542.4128 | 1736.6249 | 434.1562 | 1953.138 | 488.2845 | 2169.6511 | 542.4128 | 2386.1642 | 596.541 | 2500 | 625
2025-10-27 10:00 | 2025 | 10 | 27 | 10 | 0 | 10 | 15 | 27 | 41 | 2224.9899 | 556.2475 | 1779.9919 | 444.998 | 2002.4909 | 500.6227 | 2224.9899 | 556.2475 | 2447.4889 | 611.8722 | 2500 | 625
2025-10-27 10:15 | 2025 | 10 | 27 | 10 | 15 | 10 | 30 | 27 | 42 | 2271.506 | 567.8765 | 1816.2583 | 454.0646 | 2043.8822 | 510.9705 | 2271.506 | 567.8765 | 2499.1298 | 624.7825 | 2500 | 625
2025-10-27 10:30 | 2025 | 10 | 27 | 10 | 30 | 10 | 45 | 27 | 43 | 2309.0196 | 577.2549 | 1845.2915 | 461.3229 | 2077.1556 | 519.2889 | 2309.0196 | 577.2549 | 2500 | 625 | 2500 | 625
2025-10-27 10:45 | 2025 | 10 | 27 | 10 | 45 | 11 | 0 | 27 | 44 | 2022.1284 | 505.5321 | 1615.1751 | 403.7938 | 1818.6517 | 454.6629 | 2022.1284 | 505.5321 | 2225.6051 | 556.4013 | 2429.0817 | 607.2704
2025-10-27 11:00 | 2025 | 10 | 27 | 11 | 0 | 11 | 15 | 27 | 45 | 1840.4268 | 460.1067 | 1188.8262 | 297.2065 | 1514.6265 | 378.6566 | 1840.4268 | 460.1067 | 2166.2271 | 541.5568 | 2492.0274 | 623.0068
2025-10-27 11:15 | 2025 | 10 | 27 | 11 | 15 | 11 | 30 | 27 | 46 | 1634.6966 | 408.6742 | 1055.5463 | 263.8866 | 1345.1214 | 336.2804 | 1634.6966 | 408.6742 | 1924.2718 | 481.068 | 2213.847 | 553.4618
2025-10-27 11:30 | 2025 | 10 | 27 | 11 | 30 | 11 | 45 | 27 | 47 | 1401.8403 | 350.4601 | 904.8543 | 226.2136 | 1153.3473 | 288.3368 | 1401.8403 | 350.4601 | 1650.3333 | 412.5833 | 1898.8263 | 474.7066
2025-10-27 11:45 | 2025 | 10 | 27 | 11 | 45 | 12 | 0 | 27 | 48 | 1588.6905 | 397.1726 | 1025.0833 | 256.2708 | 1306.8869 | 326.7217 | 1588.6905 | 397.1726 | 1870.4941 | 467.6235 | 2152.2978 | 538.0744
2025-10-27 12:00 | 2025 | 10 | 27 | 12 | 0 | 12 | 15 | 27 | 49 | 1654.5466 | 413.6366 | 1318.1221 | 329.5305 | 1486.3343 | 371.5836 | 1654.5466 | 413.6366 | 1822.7588 | 455.6897 | 1990.971 | 497.7428
2025-10-27 12:15 | 2025 | 10 | 27 | 12 | 15 | 12 | 30 | 27 | 50 | 1729.2577 | 432.3144 | 1376.9214 | 344.2304 | 1553.0896 | 388.2724 | 1729.2577 | 432.3144 | 1905.4258 | 476.3565 | 2081.5939 | 520.3985
2025-10-27 12:30 | 2025 | 10 | 27 | 12 | 30 | 12 | 45 | 27 | 51 | 1816.6159 | 454.154 | 1445.7235 | 361.4309 | 1631.1697 | 407.7924 | 1816.6159 | 454.154 | 2002.0621 | 500.5155 | 2187.5083 | 546.8771
2025-10-27 12:45 | 2025 | 10 | 27 | 12 | 45 | 13 | 0 | 27 | 52 | 1749.1541 | 437.2885 | 1391.3063 | 347.8266 | 1570.2302 | 392.5576 | 1749.1541 | 437.2885 | 1928.078 | 482.0195 | 2107.0019 | 526.7505
2025-10-27 13:00 | 2025 | 10 | 27 | 13 | 0 | 13 | 15 | 27 | 53 | 1673.4405 | 418.3601 | 1330.3852 | 332.5963 | 1501.9129 | 375.4782 | 1673.4405 | 418.3601 | 1844.9682 | 461.242 | 2016.4958 | 504.124
2025-10-27 13:15 | 2025 | 10 | 27 | 13 | 15 | 13 | 30 | 27 | 54 | 1589.6499 | 397.4125 | 1263.1093 | 315.7773 | 1426.3796 | 356.5949 | 1589.6499 | 397.4125 | 1752.9202 | 438.23 | 1916.1905 | 479.0476
2025-10-27 13:30 | 2025 | 10 | 27 | 13 | 30 | 13 | 45 | 27 | 55 | 1497.993 | 374.4983 | 1189.6561 | 297.414 | 1343.8246 | 335.9561 | 1497.993 | 374.4983 | 1652.1615 | 413.0404 | 1806.3299 | 451.5825
2025-10-27 13:45 | 2025 | 10 | 27 | 13 | 45 | 14 | 0 | 27 | 56 | 1356.0293 | 339.0073 | 1076.3482 | 269.0871 | 1216.1887 | 304.0472 | 1356.0293 | 339.0073 | 1495.8698 | 373.9674 | 1635.7103 | 408.9276
2025-10-27 14:00 | 2025 | 10 | 27 | 14 | 0 | 14 | 15 | 27 | 57 | 1210.9839 | 302.746 | 960.6876 | 240.1719 | 1085.8358 | 271.4589 | 1210.9839 | 302.746 | 1336.1321 | 334.033 | 1461.2803 | 365.3201
2025-10-27 14:15 | 2025 | 10 | 27 | 14 | 15 | 14 | 30 | 27 | 58 | 1065.783 | 266.4457 | 845.0539 | 211.2635 | 955.4184 | 238.8546 | 1065.783 | 266.4457 | 1176.1475 | 294.0369 | 1286.512 | 321.628
2025-10-27 14:30 | 2025 | 10 | 27 | 14 | 30 | 14 | 45 | 27 | 59 | 919.9755 | 229.9939 | 729.0606 | 182.2652 | 824.5181 | 206.1295 | 919.9755 | 229.9939 | 1015.4329 | 253.8582 | 1110.8904 | 277.7226
2025-10-27 14:45 | 2025 | 10 | 27 | 14 | 45 | 15 | 0 | 27 | 60 | 743.3425 | 185.8356 | 588.7731 | 147.1933 | 666.0578 | 166.5145 | 743.3425 | 185.8356 | 820.6272 | 205.1568 | 897.9119 | 224.478
2025-10-27 15:00 | 2025 | 10 | 27 | 15 | 0 | 15 | 15 | 27 | 61 | 587.3717 | 146.8429 | 441.557 | 110.3892 | 514.4643 | 128.6161 | 587.3717 | 146.8429 | 660.279 | 165.0697 | 733.1863 | 183.2966
2025-10-27 15:15 | 2025 | 10 | 27 | 15 | 15 | 15 | 30 | 27 | 62 | 369.236 | 92.309 | 277.4442 | 69.361 | 323.3401 | 80.835 | 369.236 | 92.309 | 415.1318 | 103.783 | 461.0277 | 115.2569
2025-10-27 15:30 | 2025 | 10 | 27 | 15 | 30 | 15 | 45 | 27 | 63 | 177.0827 | 44.2707 | 132.9981 | 33.2495 | 155.0404 | 38.7601 | 177.0827 | 44.2707 | 199.125 | 49.7812 | 221.1673 | 55.2918
2025-10-27 15:45 | 2025 | 10 | 27 | 15 | 45 | 16 | 0 | 27 | 64 | 86.1964 | 21.5491 | 64.7077 | 16.1769 | 75.4521 | 18.863 | 86.1964 | 21.5491 | 96.9408 | 24.2352 | 107.6851 | 26.9213
2025-10-27 16:00 | 2025 | 10 | 27 | 16 | 0 | 16 | 15 | 27 | 65 | 0 | 0 | 0 | 0 | 0 | 0 | 0 | 0 | 0 | 0 | 0 | 0
2025-10-27 16:15 | 2025 | 10 | 27 | 16 | 15 | 16 | 30 | 27 | 66 | 0 | 0 | 0 | 0 | 0 | 0 | 0 | 0 | 0 | 0 | 0 | 0
2025-10-27 16:30 | 2025 | 10 | 27 | 16 | 30 | 16 | 45 | 27 | 67 | 0 | 0 | 0 | 0 | 0 | 0 | 0 | 0 | 0 | 0 | 0 | 0
2025-10-27 16:45 | 2025 | 10 | 27 | 16 | 45 | 17 | 0 | 27 | 68 | 0 | 0 | 0 | 0 | 0 | 0 | 0 | 0 | 0 | 0 | 0 | 0
2025-10-27 17:00 | 2025 | 10 | 27 | 17 | 0 | 17 | 15 | 27 | 69 | 0 | 0 | 0 | 0 | 0 | 0 | 0 | 0 | 0 | 0 | 0 | 0
2025-10-27 17:15 | 2025 | 10 | 27 | 17 | 15 | 17 | 30 | 27 | 70 | 0 | 0 | 0 | 0 | 0 | 0 | 0 | 0 | 0 | 0 | 0 | 0
2025-10-27 17:30 | 2025 | 10 | 27 | 17 | 30 | 17 | 45 | 27 | 71 | 0 | 0 | 0 | 0 | 0 | 0 | 0 | 0 | 0 | 0 | 0 | 0
2025-10-27 17:45 | 2025 | 10 | 27 | 17 | 45 | 18 | 0 | 27 | 72 | 0 | 0 | 0 | 0 | 0 | 0 | 0 | 0 | 0 | 0 | 0 | 0
2025-10-27 18:00 | 2025 | 10 | 27 | 18 | 0 | 18 | 15 | 27 | 73 | 0 | 0 | 0 | 0 | 0 | 0 | 0 | 0 | 0 | 0 | 0 | 0
2025-10-27 18:15 | 2025 | 10 | 27 | 18 | 15 | 18 | 30 | 27 | 74 | 0 | 0 | 0 | 0 | 0 | 0 | 0 | 0 | 0 | 0 | 0 | 0
2025-10-27 18:30 | 2025 | 10 | 27 | 18 | 30 | 18 | 45 | 27 | 75 | 0 | 0 | 0 | 0 | 0 | 0 | 0 | 0 | 0 | 0 | 0 | 0
2025-10-27 18:45 | 2025 | 10 | 27 | 18 | 45 | 19 | 0 | 27 | 76 | 0 | 0 | 0 | 0 | 0 | 0 | 0 | 0 | 0 | 0 | 0 | 0
2025-10-27 19:00 | 2025 | 10 | 27 | 19 | 0 | 19 | 15 | 27 | 77 | 0 | 0 | 0 | 0 | 0 | 0 | 0 | 0 | 0 | 0 | 0 | 0
2025-10-27 19:15 | 2025 | 10 | 27 | 19 | 15 | 19 | 30 | 27 | 78 | 0 | 0 | 0 | 0 | 0 | 0 | 0 | 0 | 0 | 0 | 0 | 0
2025-10-27 19:30 | 2025 | 10 | 27 | 19 | 30 | 19 | 45 | 27 | 79 | 0 | 0 | 0 | 0 | 0 | 0 | 0 | 0 | 0 | 0 | 0 | 0
2025-10-27 19:45 | 2025 | 10 | 27 | 19 | 45 | 20 | 0 | 27 | 80 | 0 | 0 | 0 | 0 | 0 | 0 | 0 | 0 | 0 | 0 | 0 | 0
2025-10-27 20:00 | 2025 | 10 | 27 | 20 | 0 | 20 | 15 | 27 | 81 | 0 | 0 | 0 | 0 | 0 | 0 | 0 | 0 | 0 | 0 | 0 | 0
2025-10-27 20:15 | 2025 | 10 | 27 | 20 | 15 | 20 | 30 | 27 | 82 | 0 | 0 | 0 | 0 | 0 | 0 | 0 | 0 | 0 | 0 | 0 | 0
2025-10-27 20:30 | 2025 | 10 | 27 | 20 | 30 | 20 | 45 | 27 | 83 | 0 | 0 | 0 | 0 | 0 | 0 | 0 | 0 | 0 | 0 | 0 | 0
2025-10-27 20:45 | 2025 | 10 | 27 | 20 | 45 | 21 | 0 | 27 | 84 | 0 | 0 | 0 | 0 | 0 | 0 | 0 | 0 | 0 | 0 | 0 | 0
2025-10-27 21:00 | 2025 | 10 | 27 | 21 | 0 | 21 | 15 | 27 | 85 | 0 | 0 | 0 | 0 | 0 | 0 | 0 | 0 | 0 | 0 | 0 | 0
2025-10-27 21:15 | 2025 | 10 | 27 | 21 | 15 | 21 | 30 | 27 | 86 | 0 | 0 | 0 | 0 | 0 | 0 | 0 | 0 | 0 | 0 | 0 | 0
2025-10-27 21:30 | 2025 | 10 | 27 | 21 | 30 | 21 | 45 | 27 | 87 | 0 | 0 | 0 | 0 | 0 | 0 | 0 | 0 | 0 | 0 | 0 | 0
2025-10-27 21:45 | 2025 | 10 | 27 | 21 | 45 | 22 | 0 | 27 | 88 | 0 | 0 | 0 | 0 | 0 | 0 | 0 | 0 | 0 | 0 | 0 | 0
2025-10-27 22:00 | 2025 | 10 | 27 | 22 | 0 | 22 | 15 | 27 | 89 | 0 | 0 | 0 | 0 | 0 | 0 | 0 | 0 | 0 | 0 | 0 | 0
2025-10-27 22:15 | 2025 | 10 | 27 | 22 | 15 | 22 | 30 | 27 | 90 | 0 | 0 | 0 | 0 | 0 | 0 | 0 | 0 | 0 | 0 | 0 | 0
2025-10-27 22:30 | 2025 | 10 | 27 | 22 | 30 | 22 | 45 | 27 | 91 | 0 | 0 | 0 | 0 | 0 | 0 | 0 | 0 | 0 | 0 | 0 | 0
2025-10-27 22:45 | 2025 | 10 | 27 | 22 | 45 | 23 | 0 | 27 | 92 | 0 | 0 | 0 | 0 | 0 | 0 | 0 | 0 | 0 | 0 | 0 | 0
2025-10-27 23:00 | 2025 | 10 | 27 | 23 | 0 | 23 | 15 | 27 | 93 | 0 | 0 | 0 | 0 | 0 | 0 | 0 | 0 | 0 | 0 | 0 | 0
2025-10-27 23:15 | 2025 | 10 | 27 | 23 | 15 | 23 | 30 | 27 | 94 | 0 | 0 | 0 | 0 | 0 | 0 | 0 | 0 | 0 | 0 | 0 | 0
2025-10-27 23:30 | 2025 | 10 | 27 | 23 | 30 | 23 | 45 | 27 | 95 | 0 | 0 | 0 | 0 | 0 | 0 | 0 | 0 | 0 | 0 | 0 | 0
2025-10-27 23:45 | 2025 | 10 | 27 | 23 | 45 | 0 | 0 | 28 | 96 | 0 | 0 | 0 | 0 | 0 | 0 | 0 | 0 | 0 | 0 | 0 | 0
2025-10-28 | 2025 | 10 | 28 | 0 | 0 | 0 | 15 | 28 | 1 | 0 | 0 | 0 | 0 | 0 | 0 | 0 | 0 | 0 | 0 | 0 | 0
2025-10-28 00:15 | 2025 | 10 | 28 | 0 | 15 | 0 | 30 | 28 | 2 | 0 | 0 | 0 | 0 | 0 | 0 | 0 | 0 | 0 | 0 | 0 | 0
2025-10-28 00:30 | 2025 | 10 | 28 | 0 | 30 | 0 | 45 | 28 | 3 | 0 | 0 | 0 | 0 | 0 | 0 | 0 | 0 | 0 | 0 | 0 | 0
2025-10-28 00:45 | 2025 | 10 | 28 | 0 | 45 | 1 | 0 | 28 | 4 | 0 | 0 | 0 | 0 | 0 | 0 | 0 | 0 | 0 | 0 | 0 | 0
2025-10-28 01:00 | 2025 | 10 | 28 | 1 | 0 | 1 | 15 | 28 | 5 | 0 | 0 | 0 | 0 | 0 | 0 | 0 | 0 | 0 | 0 | 0 | 0
2025-10-28 01:15 | 2025 | 10 | 28 | 1 | 15 | 1 | 30 | 28 | 6 | 0 | 0 | 0 | 0 | 0 | 0 | 0 | 0 | 0 | 0 | 0 | 0
2025-10-28 01:30 | 2025 | 10 | 28 | 1 | 30 | 1 | 45 | 28 | 7 | 0 | 0 | 0 | 0 | 0 | 0 | 0 | 0 | 0 | 0 | 0 | 0
2025-10-28 01:45 | 2025 | 10 | 28 | 1 | 45 | 2 | 0 | 28 | 8 | 0 | 0 | 0 | 0 | 0 | 0 | 0 | 0 | 0 | 0 | 0 | 0
2025-10-28 02:00 | 2025 | 10 | 28 | 2 | 0 | 2 | 15 | 28 | 9 | 0 | 0 | 0 | 0 | 0 | 0 | 0 | 0 | 0 | 0 | 0 | 0
2025-10-28 02:15 | 2025 | 10 | 28 | 2 | 15 | 2 | 30 | 28 | 10 | 0 | 0 | 0 | 0 | 0 | 0 | 0 | 0 | 0 | 0 | 0 | 0
2025-10-28 02:30 | 2025 | 10 | 28 | 2 | 30 | 2 | 45 | 28 | 11 | 0 | 0 | 0 | 0 | 0 | 0 | 0 | 0 | 0 | 0 | 0 | 0
2025-10-28 02:45 | 2025 | 10 | 28 | 2 | 45 | 3 | 0 | 28 | 12 | 0 | 0 | 0 | 0 | 0 | 0 | 0 | 0 | 0 | 0 | 0 | 0
2025-10-28 03:00 | 2025 | 10 | 28 | 3 | 0 | 3 | 15 | 28 | 13 | 0 | 0 | 0 | 0 | 0 | 0 | 0 | 0 | 0 | 0 | 0 | 0
2025-10-28 03:15 | 2025 | 10 | 28 | 3 | 15 | 3 | 30 | 28 | 14 | 0 | 0 | 0 | 0 | 0 | 0 | 0 | 0 | 0 | 0 | 0 | 0
2025-10-28 03:30 | 2025 | 10 | 28 | 3 | 30 | 3 | 45 | 28 | 15 | 0 | 0 | 0 | 0 | 0 | 0 | 0 | 0 | 0 | 0 | 0 | 0
2025-10-28 03:45 | 2025 | 10 | 28 | 3 | 45 | 4 | 0 | 28 | 16 | 0 | 0 | 0 | 0 | 0 | 0 | 0 | 0 | 0 | 0 | 0 | 0
2025-10-28 04:00 | 2025 | 10 | 28 | 4 | 0 | 4 | 15 | 28 | 17 | 0 | 0 | 0 | 0 | 0 | 0 | 0 | 0 | 0 | 0 | 0 | 0
2025-10-28 04:15 | 2025 | 10 | 28 | 4 | 15 | 4 | 30 | 28 | 18 | 0 | 0 | 0 | 0 | 0 | 0 | 0 | 0 | 0 | 0 | 0 | 0
2025-10-28 04:30 | 2025 | 10 | 28 | 4 | 30 | 4 | 45 | 28 | 19 | 0 | 0 | 0 | 0 | 0 | 0 | 0 | 0 | 0 | 0 | 0 | 0
2025-10-28 04:45 | 2025 | 10 | 28 | 4 | 45 | 5 | 0 | 28 | 20 | 0 | 0 | 0 | 0 | 0 | 0 | 0 | 0 | 0 | 0 | 0 | 0
2025-10-28 05:00 | 2025 | 10 | 28 | 5 | 0 | 5 | 15 | 28 | 21 | 0 | 0 | 0 | 0 | 0 | 0 | 0 | 0 | 0 | 0 | 0 | 0
2025-10-28 05:15 | 2025 | 10 | 28 | 5 | 15 | 5 | 30 | 28 | 22 | 0 | 0 | 0 | 0 | 0 | 0 | 0 | 0 | 0 | 0 | 0 | 0
2025-10-28 05:30 | 2025 | 10 | 28 | 5 | 30 | 5 | 45 | 28 | 23 | 0 | 0 | 0 | 0 | 0 | 0 | 0 | 0 | 0 | 0 | 0 | 0
2025-10-28 05:45 | 2025 | 10 | 28 | 5 | 45 | 6 | 0 | 28 | 24 | 31.4331 | 7.8583 | 23.6817 | 5.9204 | 27.5574 | 6.8894 | 31.4331 | 7.8583 | 35.3088 | 8.8272 | 39.1845 | 9.7961
2025-10-28 06:00 | 2025 | 10 | 28 | 6 | 0 | 6 | 15 | 28 | 25 | 66.4625 | 16.6156 | 50.9546 | 12.7386 | 58.7085 | 14.6771 | 66.4625 | 16.6156 | 74.2164 | 18.5541 | 81.9704 | 20.4926
2025-10-28 06:15 | 2025 | 10 | 28 | 6 | 15 | 6 | 30 | 28 | 26 | 104.9626 | 26.2407 | 80.4276 | 20.1069 | 92.6951 | 23.1738 | 104.9626 | 26.2407 | 117.2301 | 29.3075 | 129.4976 | 32.3744
2025-10-28 06:30 | 2025 | 10 | 28 | 6 | 30 | 6 | 45 | 28 | 27 | 146.7882 | 36.6971 | 112.4153 | 28.1038 | 129.6018 | 32.4004 | 146.7882 | 36.6971 | 163.9747 | 40.9937 | 181.1611 | 45.2903
2025-10-28 06:45 | 2025 | 10 | 28 | 6 | 45 | 7 | 0 | 28 | 28 | 274.6974 | 68.6743 | 210.2579 | 52.5645 | 242.4776 | 60.6194 | 274.6974 | 68.6743 | 306.9171 | 76.7293 | 339.1368 | 84.7842
2025-10-28 07:00 | 2025 | 10 | 28 | 7 | 0 | 7 | 15 | 28 | 29 | 409.3845 | 102.3461 | 313.1791 | 78.2948 | 361.2818 | 90.3204 | 409.3845 | 102.3461 | 457.4871 | 114.3718 | 505.5898 | 126.3975
2025-10-28 07:15 | 2025 | 10 | 28 | 7 | 15 | 7 | 30 | 28 | 30 | 550.3028 | 137.5757 | 420.7523 | 105.1881 | 485.5275 | 121.3819 | 550.3028 | 137.5757 | 615.078 | 153.7695 | 679.8532 | 169.9633
2025-10-28 07:30 | 2025 | 10 | 28 | 7 | 30 | 7 | 45 | 28 | 31 | 696.884 | 174.221 | 532.5355 | 133.1339 | 614.7098 | 153.6774 | 696.884 | 174.221 | 779.0582 | 194.7646 | 861.2325 | 215.3081
2025-10-28 07:45 | 2025 | 10 | 28 | 7 | 45 | 8 | 0 | 28 | 32 | 854.8518 | 213.713 | 652.8931 | 163.2233 | 753.8725 | 188.4681 | 854.8518 | 213.713 | 955.8312 | 238.9578 | 1056.8106 | 264.2026
2025-10-28 08:00 | 2025 | 10 | 28 | 8 | 0 | 8 | 15 | 28 | 33 | 1014.7488 | 253.6872 | 774.5916 | 193.6479 | 894.6702 | 223.6675 | 1014.7488 | 253.6872 | 1134.8274 | 283.7068 | 1254.906 | 313.7265
2025-10-28 08:15 | 2025 | 10 | 28 | 8 | 15 | 8 | 30 | 28 | 34 | 1175.9199 | 293.98 | 897.1289 | 224.2822 | 1036.5244 | 259.1311 | 1175.9199 | 293.98 | 1315.3154 | 328.8288 | 1454.7109 | 363.6777
2025-10-28 08:30 | 2025 | 10 | 28 | 8 | 30 | 8 | 45 | 28 | 35 | 1337.7073 | 334.4268 | 1020.0019 | 255.0005 | 1178.8546 | 294.7136 | 1337.7073 | 334.4268 | 1496.5601 | 374.14 | 1655.4128 | 413.8532
2025-10-28 08:45 | 2025 | 10 | 28 | 8 | 45 | 9 | 0 | 28 | 36 | 1475.7452 | 368.9363 | 1124.6408 | 281.1602 | 1300.193 | 325.0482 | 1475.7452 | 368.9363 | 1651.2973 | 412.8243 | 1826.8495 | 456.7124
2025-10-28 09:00 | 2025 | 10 | 28 | 9 | 0 | 9 | 15 | 28 | 37 | 1610.438 | 402.6095 | 1226.6169 | 306.6542 | 1418.5274 | 354.6319 | 1610.438 | 402.6095 | 1802.3485 | 450.5871 | 1994.259 | 498.5648
2025-10-28 09:15 | 2025 | 10 | 28 | 9 | 15 | 9 | 30 | 28 | 38 | 1741.2365 | 435.3091 | 1325.5163 | 331.3791 | 1533.3764 | 383.3441 | 1741.2365 | 435.3091 | 1949.0966 | 487.2741 | 2156.9567 | 539.2392
2025-10-28 09:30 | 2025 | 10 | 28 | 9 | 30 | 9 | 45 | 28 | 39 | 1867.608 | 466.902 | 1420.9384 | 355.2346 | 1644.2732 | 411.0683 | 1867.608 | 466.902 | 2090.9428 | 522.7357 | 2314.2776 | 578.5694
2025-10-28 09:45 | 2025 | 10 | 28 | 9 | 45 | 10 | 0 | 28 | 40 | 1911.175 | 477.7938 | 1453.2893 | 363.3223 | 1682.2322 | 420.558 | 1911.175 | 477.7938 | 2140.1179 | 535.0295 | 2369.0607 | 592.2652
2025-10-28 10:00 | 2025 | 10 | 28 | 10 | 0 | 10 | 15 | 28 | 41 | 1957.4609 | 489.3652 | 1481.508 | 370.377 | 1719.4844 | 429.8711 | 1957.4609 | 489.3652 | 2195.4373 | 548.8593 | 2433.4138 | 608.3534
2025-10-28 10:15 | 2025 | 10 | 28 | 10 | 15 | 10 | 30 | 28 | 42 | 2010.9515 | 502.7379 | 1521.1654 | 380.2913 | 1766.0584 | 441.5146 | 2010.9515 | 502.7379 | 2255.8445 | 563.9611 | 2500 | 625
2025-10-28 10:30 | 2025 | 10 | 28 | 10 | 30 | 10 | 45 | 28 | 43 | 2037.0619 | 509.2655 | 1540.0785 | 385.0196 | 1788.5702 | 447.1425 | 2037.0619 | 509.2655 | 2285.5536 | 571.3884 | 2500 | 625
2025-10-28 10:45 | 2025 | 10 | 28 | 10 | 45 | 11 | 0 | 28 | 44 | 1983.6691 | 495.9173 | 1498.8961 | 374.724 | 1741.2826 | 435.3206 | 1983.6691 | 495.9173 | 2226.0556 | 556.5139 | 2468.4421 | 617.1105
2025-10-28 11:00 | 2025 | 10 | 28 | 11 | 0 | 11 | 15 | 28 | 45 | 1958.5428 | 489.6357 | 1453.4712 | 363.3678 | 1706.007 | 426.5017 | 1958.5428 | 489.6357 | 2211.0786 | 552.7696 | 2463.6144 | 615.9036
2025-10-28 11:15 | 2025 | 10 | 28 | 11 | 15 | 11 | 30 | 28 | 46 | 1911.0465 | 477.7616 | 1417.477 | 354.3693 | 1664.2618 | 416.0654 | 1911.0465 | 477.7616 | 2157.8312 | 539.4578 | 2404.616 | 601.154
2025-10-28 11:30 | 2025 | 10 | 28 | 11 | 30 | 11 | 45 | 28 | 47 | 1844.7801 | 461.195 | 1367.6048 | 341.9012 | 1606.1924 | 401.5481 | 1844.7801 | 461.195 | 2083.3677 | 520.8419 | 2321.9553 | 580.4888
2025-10-28 11:45 | 2025 | 10 | 28 | 11 | 45 | 12 | 0 | 28 | 48 | 1804.8089 | 451.2022 | 1337.2676 | 334.3169 | 1571.0383 | 392.7596 | 1804.8089 | 451.2022 | 2038.5796 | 509.6449 | 2272.3503 | 568.0876
2025-10-28 12:00 | 2025 | 10 | 28 | 12 | 0 | 12 | 15 | 28 | 49 | 1747.1249 | 436.7812 | 1275.4008 | 318.8502 | 1511.2629 | 377.8157 | 1747.1249 | 436.7812 | 1982.987 | 495.7467 | 2218.849 | 554.7123
2025-10-28 12:15 | 2025 | 10 | 28 | 12 | 15 | 12 | 30 | 28 | 50 | 1603.7143 | 400.9286 | 1170.1088 | 292.5272 | 1386.9116 | 346.7279 | 1603.7143 | 400.9286 | 1820.5171 | 455.1293 | 2037.3198 | 509.33
2025-10-28 12:30 | 2025 | 10 | 28 | 12 | 30 | 12 | 45 | 28 | 51 | 1489.854 | 372.4635 | 1086.4739 | 271.6185 | 1288.1639 | 322.041 | 1489.854 | 372.4635 | 1691.5441 | 422.886 | 1893.2342 | 473.3086
2025-10-28 12:45 | 2025 | 10 | 28 | 12 | 45 | 13 | 0 | 28 | 52 | 1411.4626 | 352.8656 | 1028.7765 | 257.1941 | 1220.1195 | 305.0299 | 1411.4626 | 352.8656 | 1602.8056 | 400.7014 | 1794.1486 | 448.5371
2025-10-28 13:00 | 2025 | 10 | 28 | 13 | 0 | 13 | 15 | 28 | 53 | 1309.1528 | 327.2882 | 967.4539 | 241.8635 | 1138.3033 | 284.5758 | 1309.1528 | 327.2882 | 1480.0023 | 370.0006 | 1650.8517 | 412.7129
2025-10-28 13:15 | 2025 | 10 | 28 | 13 | 15 | 13 | 30 | 28 | 54 | 1296.5365 | 324.1341 | 957.6234 | 239.4059 | 1127.08 | 281.77 | 1296.5365 | 324.1341 | 1465.9931 | 366.4983 | 1635.4496 | 408.8624
2025-10-28 13:30 | 2025 | 10 | 28 | 13 | 30 | 13 | 45 | 28 | 55 | 1304.9209 | 326.2302 | 963.3056 | 240.8264 | 1134.1132 | 283.5283 | 1304.9209 | 326.2302 | 1475.7285 | 368.9321 | 1646.5362 | 411.634
2025-10-28 13:45 | 2025 | 10 | 28 | 13 | 45 | 14 | 0 | 28 | 56 | 1239.9995 | 309.9999 | 914.8947 | 228.7237 | 1077.4471 | 269.3618 | 1239.9995 | 309.9999 | 1402.5519 | 350.638 | 1565.1042 | 391.2761
2025-10-28 14:00 | 2025 | 10 | 28 | 14 | 0 | 14 | 15 | 28 | 57 | 1145.6529 | 286.4132 | 860.0647 | 215.0162 | 1002.8588 | 250.7147 | 1145.6529 | 286.4132 | 1288.447 | 322.1118 | 1431.2411 | 357.8103
2025-10-28 14:15 | 2025 | 10 | 28 | 14 | 15 | 14 | 30 | 28 | 58 | 1033.7954 | 258.4488 | 775.6648 | 193.9162 | 904.7301 | 226.1825 | 1033.7954 | 258.4488 | 1162.8607 | 290.7152 | 1291.926 | 322.9815
2025-10-28 14:30 | 2025 | 10 | 28 | 14 | 30 | 14 | 45 | 28 | 59 | 882.2007 | 220.5502 | 661.5584 | 165.3896 | 771.8795 | 192.9699 | 882.2007 | 220.5502 | 992.5219 | 248.1305 | 1102.843 | 275.7108
2025-10-28 14:45 | 2025 | 10 | 28 | 14 | 45 | 15 | 0 | 28 | 60 | 739.0024 | 184.7506 | 553.8699 | 138.4675 | 646.4362 | 161.609 | 739.0024 | 184.7506 | 831.5687 | 207.8922 | 924.135 | 231.0337
2025-10-28 15:00 | 2025 | 10 | 28 | 15 | 0 | 15 | 15 | 28 | 61 | 606.0716 | 151.5179 | 455.5638 | 113.891 | 530.8177 | 132.7044 | 606.0716 | 151.5179 | 681.3255 | 170.3314 | 756.5794 | 189.1448
2025-10-28 15:15 | 2025 | 10 | 28 | 15 | 15 | 15 | 30 | 28 | 62 | 396.5736 | 99.1434 | 297.9259 | 74.4815 | 347.2498 | 86.8124 | 396.5736 | 99.1434 | 445.8975 | 111.4744 | 495.2213 | 123.8053
2025-10-28 15:30 | 2025 | 10 | 28 | 15 | 30 | 15 | 45 | 28 | 63 | 217.2345 | 54.3086 | 163.1069 | 40.7767 | 190.1707 | 47.5427 | 217.2345 | 54.3086 | 244.2982 | 61.0746 | 271.362 | 67.8405
2025-10-28 15:45 | 2025 | 10 | 28 | 15 | 45 | 16 | 0 | 28 | 64 | 98.1947 | 24.5487 | 73.6869 | 18.4217 | 85.9408 | 21.4852 | 98.1947 | 24.5487 | 110.4485 | 27.6121 | 122.7024 | 30.6756
2025-10-28 16:00 | 2025 | 10 | 28 | 16 | 0 | 16 | 15 | 28 | 65 | 0 | 0 | 0 | 0 | 0 | 0 | 0 | 0 | 0 | 0 | 0 | 0
2025-10-28 16:15 | 2025 | 10 | 28 | 16 | 15 | 16 | 30 | 28 | 66 | 0 | 0 | 0 | 0 | 0 | 0 | 0 | 0 | 0 | 0 | 0 | 0
2025-10-28 16:30 | 2025 | 10 | 28 | 16 | 30 | 16 | 45 | 28 | 67 | 0 | 0 | 0 | 0 | 0 | 0 | 0 | 0 | 0 | 0 | 0 | 0
2025-10-28 16:45 | 2025 | 10 | 28 | 16 | 45 | 17 | 0 | 28 | 68 | 0 | 0 | 0 | 0 | 0 | 0 | 0 | 0 | 0 | 0 | 0 | 0
2025-10-28 17:00 | 2025 | 10 | 28 | 17 | 0 | 17 | 15 | 28 | 69 | 0 | 0 | 0 | 0 | 0 | 0 | 0 | 0 | 0 | 0 | 0 | 0
2025-10-28 17:15 | 2025 | 10 | 28 | 17 | 15 | 17 | 30 | 28 | 70 | 0 | 0 | 0 | 0 | 0 | 0 | 0 | 0 | 0 | 0 | 0 | 0
2025-10-28 17:30 | 2025 | 10 | 28 | 17 | 30 | 17 | 45 | 28 | 71 | 0 | 0 | 0 | 0 | 0 | 0 | 0 | 0 | 0 | 0 | 0 | 0
2025-10-28 17:45 | 2025 | 10 | 28 | 17 | 45 | 18 | 0 | 28 | 72 | 0 | 0 | 0 | 0 | 0 | 0 | 0 | 0 | 0 | 0 | 0 | 0
2025-10-28 18:00 | 2025 | 10 | 28 | 18 | 0 | 18 | 15 | 28 | 73 | 0 | 0 | 0 | 0 | 0 | 0 | 0 | 0 | 0 | 0 | 0 | 0
2025-10-28 18:15 | 2025 | 10 | 28 | 18 | 15 | 18 | 30 | 28 | 74 | 0 | 0 | 0 | 0 | 0 | 0 | 0 | 0 | 0 | 0 | 0 | 0
2025-10-28 18:30 | 2025 | 10 | 28 | 18 | 30 | 18 | 45 | 28 | 75 | 0 | 0 | 0 | 0 | 0 | 0 | 0 | 0 | 0 | 0 | 0 | 0
2025-10-28 18:45 | 2025 | 10 | 28 | 18 | 45 | 19 | 0 | 28 | 76 | 0 | 0 | 0 | 0 | 0 | 0 | 0 | 0 | 0 | 0 | 0 | 0
2025-10-28 19:00 | 2025 | 10 | 28 | 19 | 0 | 19 | 15 | 28 | 77 | 0 | 0 | 0 | 0 | 0 | 0 | 0 | 0 | 0 | 0 | 0 | 0
2025-10-28 19:15 | 2025 | 10 | 28 | 19 | 15 | 19 | 30 | 28 | 78 | 0 | 0 | 0 | 0 | 0 | 0 | 0 | 0 | 0 | 0 | 0 | 0
2025-10-28 19:30 | 2025 | 10 | 28 | 19 | 30 | 19 | 45 | 28 | 79 | 0 | 0 | 0 | 0 | 0 | 0 | 0 | 0 | 0 | 0 | 0 | 0
2025-10-28 19:45 | 2025 | 10 | 28 | 19 | 45 | 20 | 0 | 28 | 80 | 0 | 0 | 0 | 0 | 0 | 0 | 0 | 0 | 0 | 0 | 0 | 0
2025-10-28 20:00 | 2025 | 10 | 28 | 20 | 0 | 20 | 15 | 28 | 81 | 0 | 0 | 0 | 0 | 0 | 0 | 0 | 0 | 0 | 0 | 0 | 0
2025-10-28 20:15 | 2025 | 10 | 28 | 20 | 15 | 20 | 30 | 28 | 82 | 0 | 0 | 0 | 0 | 0 | 0 | 0 | 0 | 0 | 0 | 0 | 0
2025-10-28 20:30 | 2025 | 10 | 28 | 20 | 30 | 20 | 45 | 28 | 83 | 0 | 0 | 0 | 0 | 0 | 0 | 0 | 0 | 0 | 0 | 0 | 0
2025-10-28 20:45 | 2025 | 10 | 28 | 20 | 45 | 21 | 0 | 28 | 84 | 0 | 0 | 0 | 0 | 0 | 0 | 0 | 0 | 0 | 0 | 0 | 0
2025-10-28 21:00 | 2025 | 10 | 28 | 21 | 0 | 21 | 15 | 28 | 85 | 0 | 0 | 0 | 0 | 0 | 0 | 0 | 0 | 0 | 0 | 0 | 0
2025-10-28 21:15 | 2025 | 10 | 28 | 21 | 15 | 21 | 30 | 28 | 86 | 0 | 0 | 0 | 0 | 0 | 0 | 0 | 0 | 0 | 0 | 0 | 0
2025-10-28 21:30 | 2025 | 10 | 28 | 21 | 30 | 21 | 45 | 28 | 87 | 0 | 0 | 0 | 0 | 0 | 0 | 0 | 0 | 0 | 0 | 0 | 0
2025-10-28 21:45 | 2025 | 10 | 28 | 21 | 45 | 22 | 0 | 28 | 88 | 0 | 0 | 0 | 0 | 0 | 0 | 0 | 0 | 0 | 0 | 0 | 0
2025-10-28 22:00 | 2025 | 10 | 28 | 22 | 0 | 22 | 15 | 28 | 89 | 0 | 0 | 0 | 0 | 0 | 0 | 0 | 0 | 0 | 0 | 0 | 0
2025-10-28 22:15 | 2025 | 10 | 28 | 22 | 15 | 22 | 30 | 28 | 90 | 0 | 0 | 0 | 0 | 0 | 0 | 0 | 0 | 0 | 0 | 0 | 0
2025-10-28 22:30 | 2025 | 10 | 28 | 22 | 30 | 22 | 45 | 28 | 91 | 0 | 0 | 0 | 0 | 0 | 0 | 0 | 0 | 0 | 0 | 0 | 0
2025-10-28 22:45 | 2025 | 10 | 28 | 22 | 45 | 23 | 0 | 28 | 92 | 0 | 0 | 0 | 0 | 0 | 0 | 0 | 0 | 0 | 0 | 0 | 0
2025-10-28 23:00 | 2025 | 10 | 28 | 23 | 0 | 23 | 15 | 28 | 93 | 0 | 0 | 0 | 0 | 0 | 0 | 0 | 0 | 0 | 0 | 0 | 0
2025-10-28 23:15 | 2025 | 10 | 28 | 23 | 15 | 23 | 30 | 28 | 94 | 0 | 0 | 0 | 0 | 0 | 0 | 0 | 0 | 0 | 0 | 0 | 0
2025-10-28 23:30 | 2025 | 10 | 28 | 23 | 30 | 23 | 45 | 28 | 95 | 0 | 0 | 0 | 0 | 0 | 0 | 0 | 0 | 0 | 0 | 0 | 0
2025-10-28 23:45 | 2025 | 10 | 28 | 23 | 45 | 0 | 0 | 29 | 96 | 0 | 0 | 0 | 0 | 0 | 0 | 0 | 0 | 0 | 0 | 0 | 0
2025-10-29 | 2025 | 10 | 29 | 0 | 0 | 0 | 15 | 29 | 1 | 0 | 0 | 0 | 0 | 0 | 0 | 0 | 0 | 0 | 0 | 0 | 0
2025-10-29 00:15 | 2025 | 10 | 29 | 0 | 15 | 0 | 30 | 29 | 2 | 0 | 0 | 0 | 0 | 0 | 0 | 0 | 0 | 0 | 0 | 0 | 0
2025-10-29 00:30 | 2025 | 10 | 29 | 0 | 30 | 0 | 45 | 29 | 3 | 0 | 0 | 0 | 0 | 0 | 0 | 0 | 0 | 0 | 0 | 0 | 0
2025-10-29 00:45 | 2025 | 10 | 29 | 0 | 45 | 1 | 0 | 29 | 4 | 0 | 0 | 0 | 0 | 0 | 0 | 0 | 0 | 0 | 0 | 0 | 0
2025-10-29 01:00 | 2025 | 10 | 29 | 1 | 0 | 1 | 15 | 29 | 5 | 0 | 0 | 0 | 0 | 0 | 0 | 0 | 0 | 0 | 0 | 0 | 0
2025-10-29 01:15 | 2025 | 10 | 29 | 1 | 15 | 1 | 30 | 29 | 6 | 0 | 0 | 0 | 0 | 0 | 0 | 0 | 0 | 0 | 0 | 0 | 0
2025-10-29 01:30 | 2025 | 10 | 29 | 1 | 30 | 1 | 45 | 29 | 7 | 0 | 0 | 0 | 0 | 0 | 0 | 0 | 0 | 0 | 0 | 0 | 0
2025-10-29 01:45 | 2025 | 10 | 29 | 1 | 45 | 2 | 0 | 29 | 8 | 0 | 0 | 0 | 0 | 0 | 0 | 0 | 0 | 0 | 0 | 0 | 0
2025-10-29 02:00 | 2025 | 10 | 29 | 2 | 0 | 2 | 15 | 29 | 9 | 0 | 0 | 0 | 0 | 0 | 0 | 0 | 0 | 0 | 0 | 0 | 0
2025-10-29 02:15 | 2025 | 10 | 29 | 2 | 15 | 2 | 30 | 29 | 10 | 0 | 0 | 0 | 0 | 0 | 0 | 0 | 0 | 0 | 0 | 0 | 0
2025-10-29 02:30 | 2025 | 10 | 29 | 2 | 30 | 2 | 45 | 29 | 11 | 0 | 0 | 0 | 0 | 0 | 0 | 0 | 0 | 0 | 0 | 0 | 0
2025-10-29 02:45 | 2025 | 10 | 29 | 2 | 45 | 3 | 0 | 29 | 12 | 0 | 0 | 0 | 0 | 0 | 0 | 0 | 0 | 0 | 0 | 0 | 0
2025-10-29 03:00 | 2025 | 10 | 29 | 3 | 0 | 3 | 15 | 29 | 13 | 0 | 0 | 0 | 0 | 0 | 0 | 0 | 0 | 0 | 0 | 0 | 0
2025-10-29 03:15 | 2025 | 10 | 29 | 3 | 15 | 3 | 30 | 29 | 14 | 0 | 0 | 0 | 0 | 0 | 0 | 0 | 0 | 0 | 0 | 0 | 0
2025-10-29 03:30 | 2025 | 10 | 29 | 3 | 30 | 3 | 45 | 29 | 15 | 0 | 0 | 0 | 0 | 0 | 0 | 0 | 0 | 0 | 0 | 0 | 0
2025-10-29 03:45 | 2025 | 10 | 29 | 3 | 45 | 4 | 0 | 29 | 16 | 0 | 0 | 0 | 0 | 0 | 0 | 0 | 0 | 0 | 0 | 0 | 0
2025-10-29 04:00 | 2025 | 10 | 29 | 4 | 0 | 4 | 15 | 29 | 17 | 0 | 0 | 0 | 0 | 0 | 0 | 0 | 0 | 0 | 0 | 0 | 0
2025-10-29 04:15 | 2025 | 10 | 29 | 4 | 15 | 4 | 30 | 29 | 18 | 0 | 0 | 0 | 0 | 0 | 0 | 0 | 0 | 0 | 0 | 0 | 0
2025-10-29 04:30 | 2025 | 10 | 29 | 4 | 30 | 4 | 45 | 29 | 19 | 0 | 0 | 0 | 0 | 0 | 0 | 0 | 0 | 0 | 0 | 0 | 0
2025-10-29 04:45 | 2025 | 10 | 29 | 4 | 45 | 5 | 0 | 29 | 20 | 0 | 0 | 0 | 0 | 0 | 0 | 0 | 0 | 0 | 0 | 0 | 0
2025-10-29 05:00 | 2025 | 10 | 29 | 5 | 0 | 5 | 15 | 29 | 21 | 0 | 0 | 0 | 0 | 0 | 0 | 0 | 0 | 0 | 0 | 0 | 0
2025-10-29 05:15 | 2025 | 10 | 29 | 5 | 15 | 5 | 30 | 29 | 22 | 0 | 0 | 0 | 0 | 0 | 0 | 0 | 0 | 0 | 0 | 0 | 0
2025-10-29 05:30 | 2025 | 10 | 29 | 5 | 30 | 5 | 45 | 29 | 23 | 0 | 0 | 0 | 0 | 0 | 0 | 0 | 0 | 0 | 0 | 0 | 0
2025-10-29 05:45 | 2025 | 10 | 29 | 5 | 45 | 6 | 0 | 29 | 24 | 30.0113 | 7.5028 | 21.8202 | 5.4551 | 25.9157 | 6.4789 | 30.0113 | 7.5028 | 34.1068 | 8.5267 | 38.2024 | 9.5506
2025-10-29 06:00 | 2025 | 10 | 29 | 6 | 0 | 6 | 15 | 29 | 25 | 63.4316 | 15.8579 | 46.0895 | 11.5224 | 54.7606 | 13.6901 | 63.4316 | 15.8579 | 72.1027 | 18.0257 | 80.7738 | 20.1935
2025-10-29 06:15 | 2025 | 10 | 29 | 6 | 15 | 6 | 30 | 29 | 26 | 100.6195 | 25.1549 | 73.0683 | 18.2671 | 86.8439 | 21.711 | 100.6195 | 25.1549 | 114.3951 | 28.5988 | 128.1707 | 32.0427
2025-10-29 06:30 | 2025 | 10 | 29 | 6 | 30 | 6 | 45 | 29 | 27 | 140.9381 | 35.2345 | 102.2883 | 25.5721 | 121.6132 | 30.4033 | 140.9381 | 35.2345 | 160.263 | 40.0658 | 179.5879 | 44.897
2025-10-29 06:45 | 2025 | 10 | 29 | 6 | 45 | 7 | 0 | 29 | 28 | 267.5986 | 66.8997 | 194.103 | 48.5257 | 230.8508 | 57.7127 | 267.5986 | 66.8997 | 304.3465 | 76.0866 | 341.0943 | 85.2736
2025-10-29 07:00 | 2025 | 10 | 29 | 7 | 0 | 7 | 15 | 29 | 29 | 401.2261 | 100.3065 | 290.8824 | 72.7206 | 346.0543 | 86.5136 | 401.2261 | 100.3065 | 456.398 | 114.0995 | 511.5699 | 127.8925
2025-10-29 07:15 | 2025 | 10 | 29 | 7 | 15 | 7 | 30 | 29 | 30 | 539.836 | 134.959 | 391.1474 | 97.7868 | 465.4917 | 116.3729 | 539.836 | 134.959 | 614.1803 | 153.5451 | 688.5247 | 172.1312
2025-10-29 07:30 | 2025 | 10 | 29 | 7 | 30 | 7 | 45 | 29 | 31 | 684.9949 | 171.2487 | 496.0393 | 124.0098 | 590.5171 | 147.6293 | 684.9949 | 171.2487 | 779.4727 | 194.8682 | 873.9505 | 218.4876
2025-10-29 07:45 | 2025 | 10 | 29 | 7 | 45 | 8 | 0 | 29 | 32 | 842.1333 | 210.5333 | 609.4803 | 152.3701 | 725.8068 | 181.4517 | 842.1333 | 210.5333 | 958.4598 | 239.615 | 1074.7864 | 268.6966
2025-10-29 08:00 | 2025 | 10 | 29 | 8 | 0 | 8 | 15 | 29 | 33 | 1001.0143 | 250.2536 | 724.067 | 181.0168 | 862.5407 | 215.6352 | 1001.0143 | 250.2536 | 1139.488 | 284.872 | 1277.9616 | 319.4904
2025-10-29 08:15 | 2025 | 10 | 29 | 8 | 15 | 8 | 30 | 29 | 34 | 1161.9014 | 290.4753 | 839.9579 | 209.9895 | 1000.9296 | 250.2324 | 1161.9014 | 290.4753 | 1322.8731 | 330.7183 | 1483.8448 | 370.9612
2025-10-29 08:30 | 2025 | 10 | 29 | 8 | 30 | 8 | 45 | 29 | 35 | 1322.4613 | 330.6153 | 955.4783 | 238.8696 | 1138.9698 | 284.7424 | 1322.4613 | 330.6153 | 1505.9528 | 376.4882 | 1689.4443 | 422.3611
2025-10-29 08:45 | 2025 | 10 | 29 | 8 | 45 | 9 | 0 | 29 | 36 | 1478.0043 | 369.5011 | 1067.2423 | 266.8106 | 1272.6233 | 318.1558 | 1478.0043 | 369.5011 | 1683.3853 | 420.8463 | 1888.7663 | 472.1916
2025-10-29 09:00 | 2025 | 10 | 29 | 9 | 0 | 9 | 15 | 29 | 37 | 1598.6485 | 399.6621 | 1152.0402 | 288.0101 | 1375.3443 | 343.8361 | 1598.6485 | 399.6621 | 1821.9526 | 455.4882 | 2045.2567 | 511.3142
2025-10-29 09:15 | 2025 | 10 | 29 | 9 | 15 | 9 | 30 | 29 | 38 | 1721.388 | 430.347 | 1239.7759 | 309.944 | 1480.582 | 370.1455 | 1721.388 | 430.347 | 1962.1941 | 490.5485 | 2203.0002 | 550.75
2025-10-29 09:30 | 2025 | 10 | 29 | 9 | 30 | 9 | 45 | 29 | 39 | 1829.4832 | 457.3708 | 1316.8686 | 329.2171 | 1573.1759 | 393.294 | 1829.4832 | 457.3708 | 2085.7905 | 521.4476 | 2342.0978 | 585.5245
2025-10-29 09:45 | 2025 | 10 | 29 | 9 | 45 | 10 | 0 | 29 | 40 | 1854.0206 | 463.5052 | 1333.761 | 333.4403 | 1593.8908 | 398.4727 | 1854.0206 | 463.5052 | 2114.1504 | 528.5376 | 2374.2802 | 593.5701
2025-10-29 10:00 | 2025 | 10 | 29 | 10 | 0 | 10 | 15 | 29 | 41 | 1950.4123 | 487.6031 | 1373.0902 | 343.2726 | 1661.7513 | 415.4378 | 1950.4123 | 487.6031 | 2239.0733 | 559.7683 | 2500 | 625
2025-10-29 10:15 | 2025 | 10 | 29 | 10 | 15 | 10 | 30 | 29 | 42 | 2070.9541 | 517.7385 | 1457.1353 | 364.2838 | 1764.0447 | 441.0112 | 2070.9541 | 517.7385 | 2377.8634 | 594.4659 | 2500 | 625
2025-10-29 10:30 | 2025 | 10 | 29 | 10 | 30 | 10 | 45 | 29 | 43 | 2124.0884 | 531.0221 | 1493.6836 | 373.4209 | 1808.886 | 452.2215 | 2124.0884 | 531.0221 | 2439.2908 | 609.8227 | 2500 | 625
2025-10-29 10:45 | 2025 | 10 | 29 | 10 | 45 | 11 | 0 | 29 | 44 | 2258.5734 | 564.6433 | 1587.3644 | 396.8411 | 1922.9689 | 480.7422 | 2258.5734 | 564.6433 | 2500 | 625 | 2500 | 625
2025-10-29 11:00 | 2025 | 10 | 29 | 11 | 0 | 11 | 15 | 29 | 45 | 2062.5543 | 515.6386 | 1359.468 | 339.867 | 1711.0112 | 427.7528 | 2062.5543 | 515.6386 | 2414.0975 | 603.5244 | 2500 | 625
2025-10-29 11:15 | 2025 | 10 | 29 | 11 | 15 | 11 | 30 | 29 | 46 | 1794.4422 | 448.6106 | 1182.1324 | 295.5331 | 1488.2873 | 372.0718 | 1794.4422 | 448.6106 | 2100.5972 | 525.1493 | 2406.7521 | 601.688
2025-10-29 11:30 | 2025 | 10 | 29 | 11 | 30 | 11 | 45 | 29 | 47 | 1735.2511 | 433.8128 | 1142.5409 | 285.6352 | 1438.896 | 359.724 | 1735.2511 | 433.8128 | 2031.6061 | 507.9015 | 2327.9612 | 581.9903
2025-10-29 11:45 | 2025 | 10 | 29 | 11 | 45 | 12 | 0 | 29 | 48 | 1532.188 | 383.047 | 1008.31 | 252.0775 | 1270.249 | 317.5623 | 1532.188 | 383.047 | 1794.127 | 448.5318 | 2056.066 | 514.0165
2025-10-29 12:00 | 2025 | 10 | 29 | 12 | 0 | 12 | 15 | 29 | 49 | 1555.7651 | 388.9413 | 950.0812 | 237.5203 | 1252.9232 | 313.2308 | 1555.7651 | 388.9413 | 1858.6071 | 464.6518 | 2161.4491 | 540.3623
2025-10-29 12:15 | 2025 | 10 | 29 | 12 | 15 | 12 | 30 | 29 | 50 | 1405.3028 | 351.3257 | 857.77 | 214.4425 | 1131.5364 | 282.8841 | 1405.3028 | 351.3257 | 1679.0692 | 419.7673 | 1952.8357 | 488.2089
2025-10-29 12:30 | 2025 | 10 | 29 | 12 | 30 | 12 | 45 | 29 | 51 | 1294.233 | 323.5582 | 789.5822 | 197.3955 | 1041.9076 | 260.4769 | 1294.233 | 323.5582 | 1546.5584 | 386.6396 | 1798.8838 | 449.7209
2025-10-29 12:45 | 2025 | 10 | 29 | 12 | 45 | 13 | 0 | 29 | 52 | 1061.4046 | 265.3512 | 647.2165 | 161.8041 | 854.3106 | 213.5776 | 1061.4046 | 265.3512 | 1268.4987 | 317.1247 | 1475.5928 | 368.8982
2025-10-29 13:00 | 2025 | 10 | 29 | 13 | 0 | 13 | 15 | 29 | 53 | 1044.6331 | 261.1583 | 616.8931 | 154.2233 | 830.7631 | 207.6908 | 1044.6331 | 261.1583 | 1258.503 | 314.6258 | 1472.373 | 368.0932
2025-10-29 13:15 | 2025 | 10 | 29 | 13 | 15 | 13 | 30 | 29 | 54 | 1190.8014 | 297.7004 | 702.8653 | 175.7163 | 946.8334 | 236.7083 | 1190.8014 | 297.7004 | 1434.7695 | 358.6924 | 1678.7376 | 419.6844
2025-10-29 13:30 | 2025 | 10 | 29 | 13 | 30 | 13 | 45 | 29 | 55 | 1040.8784 | 260.2196 | 614.0717 | 153.5179 | 827.4751 | 206.8688 | 1040.8784 | 260.2196 | 1254.2818 | 313.5704 | 1467.6851 | 366.9213
2025-10-29 13:45 | 2025 | 10 | 29 | 13 | 45 | 14 | 0 | 29 | 56 | 1026.6634 | 256.6658 | 605.3871 | 151.3468 | 816.0253 | 204.0063 | 1026.6634 | 256.6658 | 1237.3015 | 309.3254 | 1447.9396 | 361.9849
2025-10-29 14:00 | 2025 | 10 | 29 | 14 | 0 | 14 | 15 | 29 | 57 | 804.1082 | 201.027 | 472.189 | 118.0472 | 638.1486 | 159.5371 | 804.1082 | 201.027 | 970.0678 | 242.517 | 1136.0274 | 284.0069
2025-10-29 14:15 | 2025 | 10 | 29 | 14 | 15 | 14 | 30 | 29 | 58 | 665.0118 | 166.253 | 390.3162 | 97.579 | 527.664 | 131.916 | 665.0118 | 166.253 | 802.3596 | 200.5899 | 939.7075 | 234.9269
2025-10-29 14:30 | 2025 | 10 | 29 | 14 | 30 | 14 | 45 | 29 | 59 | 672.0744 | 168.0186 | 394.2667 | 98.5667 | 533.1706 | 133.2926 | 672.0744 | 168.0186 | 810.9782 | 202.7446 | 949.8821 | 237.4705
2025-10-29 14:45 | 2025 | 10 | 29 | 14 | 45 | 15 | 0 | 29 | 60 | 560.757 | 140.1892 | 328.8008 | 82.2002 | 444.7789 | 111.1947 | 560.757 | 140.1892 | 676.7351 | 169.1838 | 792.7132 | 198.1783
2025-10-29 15:00 | 2025 | 10 | 29 | 15 | 0 | 15 | 15 | 29 | 61 | 518.9797 | 129.7449 | 304.154 | 76.0385 | 411.5669 | 102.8917 | 518.9797 | 129.7449 | 626.3926 | 156.5982 | 733.8055 | 183.4514
2025-10-29 15:15 | 2025 | 10 | 29 | 15 | 15 | 15 | 30 | 29 | 62 | 350.516 | 87.629 | 205.3222 | 51.3305 | 277.9191 | 69.4798 | 350.516 | 87.629 | 423.113 | 105.7782 | 495.7099 | 123.9275
2025-10-29 15:30 | 2025 | 10 | 29 | 15 | 30 | 15 | 45 | 29 | 63 | 156.3706 | 39.0926 | 91.5519 | 22.888 | 123.9612 | 30.9903 | 156.3706 | 39.0926 | 188.7799 | 47.195 | 221.1892 | 55.2973
2025-10-29 15:45 | 2025 | 10 | 29 | 15 | 45 | 16 | 0 | 29 | 64 | 89.4188 | 22.3547 | 52.327 | 13.0817 | 70.8729 | 17.7182 | 89.4188 | 22.3547 | 107.9647 | 26.9912 | 126.5106 | 31.6277
2025-10-29 16:00 | 2025 | 10 | 29 | 16 | 0 | 16 | 15 | 29 | 65 | 0 | 0 | 0 | 0 | 0 | 0 | 0 | 0 | 0 | 0 | 0 | 0
2025-10-29 16:15 | 2025 | 10 | 29 | 16 | 15 | 16 | 30 | 29 | 66 | 0 | 0 | 0 | 0 | 0 | 0 | 0 | 0 | 0 | 0 | 0 | 0
2025-10-29 16:30 | 2025 | 10 | 29 | 16 | 30 | 16 | 45 | 29 | 67 | 0 | 0 | 0 | 0 | 0 | 0 | 0 | 0 | 0 | 0 | 0 | 0
2025-10-29 16:45 | 2025 | 10 | 29 | 16 | 45 | 17 | 0 | 29 | 68 | 0 | 0 | 0 | 0 | 0 | 0 | 0 | 0 | 0 | 0 | 0 | 0
2025-10-29 17:00 | 2025 | 10 | 29 | 17 | 0 | 17 | 15 | 29 | 69 | 0 | 0 | 0 | 0 | 0 | 0 | 0 | 0 | 0 | 0 | 0 | 0
2025-10-29 17:15 | 2025 | 10 | 29 | 17 | 15 | 17 | 30 | 29 | 70 | 0 | 0 | 0 | 0 | 0 | 0 | 0 | 0 | 0 | 0 | 0 | 0
2025-10-29 17:30 | 2025 | 10 | 29 | 17 | 30 | 17 | 45 | 29 | 71 | 0 | 0 | 0 | 0 | 0 | 0 | 0 | 0 | 0 | 0 | 0 | 0
2025-10-29 17:45 | 2025 | 10 | 29 | 17 | 45 | 18 | 0 | 29 | 72 | 0 | 0 | 0 | 0 | 0 | 0 | 0 | 0 | 0 | 0 | 0 | 0
2025-10-29 18:00 | 2025 | 10 | 29 | 18 | 0 | 18 | 15 | 29 | 73 | 0 | 0 | 0 | 0 | 0 | 0 | 0 | 0 | 0 | 0 | 0 | 0
2025-10-29 18:15 | 2025 | 10 | 29 | 18 | 15 | 18 | 30 | 29 | 74 | 0 | 0 | 0 | 0 | 0 | 0 | 0 | 0 | 0 | 0 | 0 | 0
2025-10-29 18:30 | 2025 | 10 | 29 | 18 | 30 | 18 | 45 | 29 | 75 | 0 | 0 | 0 | 0 | 0 | 0 | 0 | 0 | 0 | 0 | 0 | 0
2025-10-29 18:45 | 2025 | 10 | 29 | 18 | 45 | 19 | 0 | 29 | 76 | 0 | 0 | 0 | 0 | 0 | 0 | 0 | 0 | 0 | 0 | 0 | 0
2025-10-29 19:00 | 2025 | 10 | 29 | 19 | 0 | 19 | 15 | 29 | 77 | 0 | 0 | 0 | 0 | 0 | 0 | 0 | 0 | 0 | 0 | 0 | 0
2025-10-29 19:15 | 2025 | 10 | 29 | 19 | 15 | 19 | 30 | 29 | 78 | 0 | 0 | 0 | 0 | 0 | 0 | 0 | 0 | 0 | 0 | 0 | 0
2025-10-29 19:30 | 2025 | 10 | 29 | 19 | 30 | 19 | 45 | 29 | 79 | 0 | 0 | 0 | 0 | 0 | 0 | 0 | 0 | 0 | 0 | 0 | 0
2025-10-29 19:45 | 2025 | 10 | 29 | 19 | 45 | 20 | 0 | 29 | 80 | 0 | 0 | 0 | 0 | 0 | 0 | 0 | 0 | 0 | 0 | 0 | 0
2025-10-29 20:00 | 2025 | 10 | 29 | 20 | 0 | 20 | 15 | 29 | 81 | 0 | 0 | 0 | 0 | 0 | 0 | 0 | 0 | 0 | 0 | 0 | 0
2025-10-29 20:15 | 2025 | 10 | 29 | 20 | 15 | 20 | 30 | 29 | 82 | 0 | 0 | 0 | 0 | 0 | 0 | 0 | 0 | 0 | 0 | 0 | 0
2025-10-29 20:30 | 2025 | 10 | 29 | 20 | 30 | 20 | 45 | 29 | 83 | 0 | 0 | 0 | 0 | 0 | 0 | 0 | 0 | 0 | 0 | 0 | 0
2025-10-29 20:45 | 2025 | 10 | 29 | 20 | 45 | 21 | 0 | 29 | 84 | 0 | 0 | 0 | 0 | 0 | 0 | 0 | 0 | 0 | 0 | 0 | 0
2025-10-29 21:00 | 2025 | 10 | 29 | 21 | 0 | 21 | 15 | 29 | 85 | 0 | 0 | 0 | 0 | 0 | 0 | 0 | 0 | 0 | 0 | 0 | 0
2025-10-29 21:15 | 2025 | 10 | 29 | 21 | 15 | 21 | 30 | 29 | 86 | 0 | 0 | 0 | 0 | 0 | 0 | 0 | 0 | 0 | 0 | 0 | 0
2025-10-29 21:30 | 2025 | 10 | 29 | 21 | 30 | 21 | 45 | 29 | 87 | 0 | 0 | 0 | 0 | 0 | 0 | 0 | 0 | 0 | 0 | 0 | 0
2025-10-29 21:45 | 2025 | 10 | 29 | 21 | 45 | 22 | 0 | 29 | 88 | 0 | 0 | 0 | 0 | 0 | 0 | 0 | 0 | 0 | 0 | 0 | 0
2025-10-29 22:00 | 2025 | 10 | 29 | 22 | 0 | 22 | 15 | 29 | 89 | 0 | 0 | 0 | 0 | 0 | 0 | 0 | 0 | 0 | 0 | 0 | 0
2025-10-29 22:15 | 2025 | 10 | 29 | 22 | 15 | 22 | 30 | 29 | 90 | 0 | 0 | 0 | 0 | 0 | 0 | 0 | 0 | 0 | 0 | 0 | 0
2025-10-29 22:30 | 2025 | 10 | 29 | 22 | 30 | 22 | 45 | 29 | 91 | 0 | 0 | 0 | 0 | 0 | 0 | 0 | 0 | 0 | 0 | 0 | 0
2025-10-29 22:45 | 2025 | 10 | 29 | 22 | 45 | 23 | 0 | 29 | 92 | 0 | 0 | 0 | 0 | 0 | 0 | 0 | 0 | 0 | 0 | 0 | 0
2025-10-29 23:00 | 2025 | 10 | 29 | 23 | 0 | 23 | 15 | 29 | 93 | 0 | 0 | 0 | 0 | 0 | 0 | 0 | 0 | 0 | 0 | 0 | 0
2025-10-29 23:15 | 2025 | 10 | 29 | 23 | 15 | 23 | 30 | 29 | 94 | 0 | 0 | 0 | 0 | 0 | 0 | 0 | 0 | 0 | 0 | 0 | 0
2025-10-29 23:30 | 2025 | 10 | 29 | 23 | 30 | 23 | 45 | 29 | 95 | 0 | 0 | 0 | 0 | 0 | 0 | 0 | 0 | 0 | 0 | 0 | 0
2025-10-29 23:45 | 2025 | 10 | 29 | 23 | 45 | 0 | 0 | 30 | 96 | 0 | 0 | 0 | 0 | 0 | 0 | 0 | 0 | 0 | 0 | 0 | 0
2025-10-30 | 2025 | 10 | 30 | 0 | 0 | 0 | 15 | 30 | 1 | 0 | 0 | 0 | 0 | 0 | 0 | 0 | 0 | 0 | 0 | 0 | 0
2025-10-30 00:15 | 2025 | 10 | 30 | 0 | 15 | 0 | 30 | 30 | 2 | 0 | 0 | 0 | 0 | 0 | 0 | 0 | 0 | 0 | 0 | 0 | 0
2025-10-30 00:30 | 2025 | 10 | 30 | 0 | 30 | 0 | 45 | 30 | 3 | 0 | 0 | 0 | 0 | 0 | 0 | 0 | 0 | 0 | 0 | 0 | 0
2025-10-30 00:45 | 2025 | 10 | 30 | 0 | 45 | 1 | 0 | 30 | 4 | 0 | 0 | 0 | 0 | 0 | 0 | 0 | 0 | 0 | 0 | 0 | 0
2025-10-30 01:00 | 2025 | 10 | 30 | 1 | 0 | 1 | 15 | 30 | 5 | 0 | 0 | 0 | 0 | 0 | 0 | 0 | 0 | 0 | 0 | 0 | 0
2025-10-30 01:15 | 2025 | 10 | 30 | 1 | 15 | 1 | 30 | 30 | 6 | 0 | 0 | 0 | 0 | 0 | 0 | 0 | 0 | 0 | 0 | 0 | 0
2025-10-30 01:30 | 2025 | 10 | 30 | 1 | 30 | 1 | 45 | 30 | 7 | 0 | 0 | 0 | 0 | 0 | 0 | 0 | 0 | 0 | 0 | 0 | 0
2025-10-30 01:45 | 2025 | 10 | 30 | 1 | 45 | 2 | 0 | 30 | 8 | 0 | 0 | 0 | 0 | 0 | 0 | 0 | 0 | 0 | 0 | 0 | 0
2025-10-30 02:00 | 2025 | 10 | 30 | 2 | 0 | 2 | 15 | 30 | 9 | 0 | 0 | 0 | 0 | 0 | 0 | 0 | 0 | 0 | 0 | 0 | 0
2025-10-30 02:15 | 2025 | 10 | 30 | 2 | 15 | 2 | 30 | 30 | 10 | 0 | 0 | 0 | 0 | 0 | 0 | 0 | 0 | 0 | 0 | 0 | 0
2025-10-30 02:30 | 2025 | 10 | 30 | 2 | 30 | 2 | 45 | 30 | 11 | 0 | 0 | 0 | 0 | 0 | 0 | 0 | 0 | 0 | 0 | 0 | 0
2025-10-30 02:45 | 2025 | 10 | 30 | 2 | 45 | 3 | 0 | 30 | 12 | 0 | 0 | 0 | 0 | 0 | 0 | 0 | 0 | 0 | 0 | 0 | 0
2025-10-30 03:00 | 2025 | 10 | 30 | 3 | 0 | 3 | 15 | 30 | 13 | 0 | 0 | 0 | 0 | 0 | 0 | 0 | 0 | 0 | 0 | 0 | 0
2025-10-30 03:15 | 2025 | 10 | 30 | 3 | 15 | 3 | 30 | 30 | 14 | 0 | 0 | 0 | 0 | 0 | 0 | 0 | 0 | 0 | 0 | 0 | 0
2025-10-30 03:30 | 2025 | 10 | 30 | 3 | 30 | 3 | 45 | 30 | 15 | 0 | 0 | 0 | 0 | 0 | 0 | 0 | 0 | 0 | 0 | 0 | 0
2025-10-30 03:45 | 2025 | 10 | 30 | 3 | 45 | 4 | 0 | 30 | 16 | 0 | 0 | 0 | 0 | 0 | 0 | 0 | 0 | 0 | 0 | 0 | 0
2025-10-30 04:00 | 2025 | 10 | 30 | 4 | 0 | 4 | 15 | 30 | 17 | 0 | 0 | 0 | 0 | 0 | 0 | 0 | 0 | 0 | 0 | 0 | 0
2025-10-30 04:15 | 2025 | 10 | 30 | 4 | 15 | 4 | 30 | 30 | 18 | 0 | 0 | 0 | 0 | 0 | 0 | 0 | 0 | 0 | 0 | 0 | 0
2025-10-30 04:30 | 2025 | 10 | 30 | 4 | 30 | 4 | 45 | 30 | 19 | 0 | 0 | 0 | 0 | 0 | 0 | 0 | 0 | 0 | 0 | 0 | 0
2025-10-30 04:45 | 2025 | 10 | 30 | 4 | 45 | 5 | 0 | 30 | 20 | 0 | 0 | 0 | 0 | 0 | 0 | 0 | 0 | 0 | 0 | 0 | 0
2025-10-30 05:00 | 2025 | 10 | 30 | 5 | 0 | 5 | 15 | 30 | 21 | 0 | 0 | 0 | 0 | 0 | 0 | 0 | 0 | 0 | 0 | 0 | 0
2025-10-30 05:15 | 2025 | 10 | 30 | 5 | 15 | 5 | 30 | 30 | 22 | 0 | 0 | 0 | 0 | 0 | 0 | 0 | 0 | 0 | 0 | 0 | 0
2025-10-30 05:30 | 2025 | 10 | 30 | 5 | 30 | 5 | 45 | 30 | 23 | 0 | 0 | 0 | 0 | 0 | 0 | 0 | 0 | 0 | 0 | 0 | 0
2025-10-30 05:45 | 2025 | 10 | 30 | 5 | 45 | 6 | 0 | 30 | 24 | 16.4824 | 4.1206 | 10.0717 | 2.5179 | 13.277 | 3.3193 | 16.4824 | 4.1206 | 19.6878 | 4.9219 | 22.8932 | 5.7233
2025-10-30 06:00 | 2025 | 10 | 30 | 6 | 0 | 6 | 15 | 30 | 25 | 31.3294 | 7.8323 | 18.493 | 4.6232 | 24.9112 | 6.2278 | 31.3294 | 7.8323 | 37.7476 | 9.4369 | 44.1658 | 11.0414
2025-10-30 06:15 | 2025 | 10 | 30 | 6 | 15 | 6 | 30 | 30 | 26 | 49.4646 | 12.3661 | 29.182 | 7.2955 | 39.3233 | 9.8308 | 49.4646 | 12.3661 | 59.6058 | 14.9015 | 69.7471 | 17.4368
2025-10-30 06:30 | 2025 | 10 | 30 | 6 | 30 | 6 | 45 | 30 | 27 | 77.2712 | 19.3178 | 45.5621 | 11.3905 | 61.4166 | 15.3542 | 77.2712 | 19.3178 | 93.1258 | 23.2814 | 108.9803 | 27.2451
2025-10-30 06:45 | 2025 | 10 | 30 | 6 | 45 | 7 | 0 | 30 | 28 | 154.6556 | 38.6639 | 91.1415 | 22.7854 | 122.8986 | 30.7246 | 154.6556 | 38.6639 | 186.4126 | 46.6032 | 218.1697 | 54.5424
2025-10-30 07:00 | 2025 | 10 | 30 | 7 | 0 | 7 | 15 | 30 | 29 | 204.6169 | 51.1542 | 120.1237 | 30.0309 | 162.3703 | 40.5926 | 204.6169 | 51.1542 | 246.8634 | 61.7159 | 289.11 | 72.2775
2025-10-30 07:15 | 2025 | 10 | 30 | 7 | 15 | 7 | 30 | 30 | 30 | 281.2095 | 70.3024 | 164.9993 | 41.2498 | 223.1044 | 55.7761 | 281.2095 | 70.3024 | 339.3146 | 84.8286 | 397.4197 | 99.3549
2025-10-30 07:30 | 2025 | 10 | 30 | 7 | 30 | 7 | 45 | 30 | 31 | 369.2885 | 92.3221 | 216.562 | 54.1405 | 292.9253 | 73.2313 | 369.2885 | 92.3221 | 445.6517 | 111.4129 | 522.0149 | 130.5037
2025-10-30 07:45 | 2025 | 10 | 30 | 7 | 45 | 8 | 0 | 30 | 32 | 388.2086 | 97.0521 | 227.5338 | 56.8835 | 307.8712 | 76.9678 | 388.2086 | 97.0521 | 468.546 | 117.1365 | 548.8834 | 137.2208
2025-10-30 08:00 | 2025 | 10 | 30 | 8 | 0 | 8 | 15 | 30 | 33 | 528.9223 | 132.2306 | 325.2777 | 81.3194 | 427.1 | 106.775 | 528.9223 | 132.2306 | 630.7446 | 157.6861 | 732.5668 | 183.1417
2025-10-30 08:15 | 2025 | 10 | 30 | 8 | 15 | 8 | 30 | 30 | 34 | 595.6675 | 148.9169 | 366.1207 | 91.5302 | 480.8941 | 120.2235 | 595.6675 | 148.9169 | 710.4409 | 177.6102 | 825.2143 | 206.3036
2025-10-30 08:30 | 2025 | 10 | 30 | 8 | 30 | 8 | 45 | 30 | 35 | 697.3646 | 174.3412 | 428.3886 | 107.0972 | 562.8766 | 140.7192 | 697.3646 | 174.3412 | 831.8527 | 207.9632 | 966.3407 | 241.5852
2025-10-30 08:45 | 2025 | 10 | 30 | 8 | 45 | 9 | 0 | 30 | 36 | 820.9109 | 205.2277 | 504.001 | 126.0002 | 662.4559 | 165.614 | 820.9109 | 205.2277 | 979.3658 | 244.8414 | 1137.8207 | 284.4552
2025-10-30 09:00 | 2025 | 10 | 30 | 9 | 0 | 9 | 15 | 30 | 37 | 808.3367 | 202.0842 | 518.5042 | 129.626 | 663.4205 | 165.8551 | 808.3367 | 202.0842 | 953.253 | 238.3132 | 1098.1692 | 274.5423
2025-10-30 09:15 | 2025 | 10 | 30 | 9 | 15 | 9 | 30 | 30 | 38 | 850.323 | 212.5807 | 545.1215 | 136.2804 | 697.7222 | 174.4306 | 850.323 | 212.5807 | 1002.9237 | 250.7309 | 1155.5244 | 288.8811
2025-10-30 09:30 | 2025 | 10 | 30 | 9 | 30 | 9 | 45 | 30 | 39 | 915.475 | 228.8687 | 586.5501 | 146.6375 | 751.0125 | 187.7531 | 915.475 | 228.8687 | 1079.9374 | 269.9844 | 1244.3999 | 311.1
2025-10-30 09:45 | 2025 | 10 | 30 | 9 | 45 | 10 | 0 | 30 | 40 | 1069.6175 | 267.4044 | 684.9142 | 171.2285 | 877.2658 | 219.3165 | 1069.6175 | 267.4044 | 1261.9692 | 315.4923 | 1454.3209 | 363.5802
2025-10-30 10:00 | 2025 | 10 | 30 | 10 | 0 | 10 | 15 | 30 | 41 | 1218.651 | 304.6628 | 805.888 | 201.472 | 1012.2695 | 253.0674 | 1218.651 | 304.6628 | 1425.0325 | 356.2581 | 1631.4141 | 407.8535
2025-10-30 10:15 | 2025 | 10 | 30 | 10 | 15 | 10 | 30 | 30 | 42 | 1421.3971 | 355.3493 | 939.4034 | 234.8509 | 1180.4003 | 295.1001 | 1421.3971 | 355.3493 | 1662.394 | 415.5985 | 1903.3909 | 475.8477
2025-10-30 10:30 | 2025 | 10 | 30 | 10 | 30 | 10 | 45 | 30 | 43 | 1446.1961 | 361.549 | 955.2237 | 238.8059 | 1200.7099 | 300.1775 | 1446.1961 | 361.549 | 1691.6823 | 422.9206 | 1937.1686 | 484.2921
2025-10-30 10:45 | 2025 | 10 | 30 | 10 | 45 | 11 | 0 | 30 | 44 | 1483.9067 | 370.9767 | 979.5474 | 244.8869 | 1231.7271 | 307.9318 | 1483.9067 | 370.9767 | 1736.0863 | 434.0216 | 1988.2659 | 497.0665
2025-10-30 11:00 | 2025 | 10 | 30 | 11 | 0 | 11 | 15 | 30 | 45 | 1533.9542 | 383.4886 | 1031.1577 | 257.7894 | 1282.556 | 320.639 | 1533.9542 | 383.4886 | 1785.3525 | 446.3381 | 2036.7507 | 509.1877
2025-10-30 11:15 | 2025 | 10 | 30 | 11 | 15 | 11 | 30 | 30 | 46 | 1527.8348 | 381.9587 | 1026.4194 | 256.6048 | 1277.1271 | 319.2818 | 1527.8348 | 381.9587 | 1778.5426 | 444.6356 | 2029.2503 | 507.3126
2025-10-30 11:30 | 2025 | 10 | 30 | 11 | 30 | 11 | 45 | 30 | 47 | 1629.9627 | 407.4907 | 1094.3637 | 273.5909 | 1362.1632 | 340.5408 | 1629.9627 | 407.4907 | 1897.7622 | 474.4406 | 2165.5617 | 541.3904
2025-10-30 11:45 | 2025 | 10 | 30 | 11 | 45 | 12 | 0 | 30 | 48 | 1635.9908 | 408.9977 | 1097.7419 | 274.4355 | 1366.8663 | 341.7166 | 1635.9908 | 408.9977 | 1905.1152 | 476.2788 | 2174.2396 | 543.5599
2025-10-30 12:00 | 2025 | 10 | 30 | 12 | 0 | 12 | 15 | 30 | 49 | 1672.7678 | 418.192 | 1128.5641 | 282.141 | 1400.666 | 350.1665 | 1672.7678 | 418.192 | 1944.8697 | 486.2174 | 2216.9715 | 554.2429
2025-10-30 12:15 | 2025 | 10 | 30 | 12 | 15 | 12 | 30 | 30 | 50 | 1707.7433 | 426.9358 | 1151.4538 | 287.8634 | 1429.5985 | 357.3996 | 1707.7433 | 426.9358 | 1985.888 | 496.472 | 2264.0328 | 566.0082
2025-10-30 12:30 | 2025 | 10 | 30 | 12 | 30 | 12 | 45 | 30 | 51 | 1692.9438 | 423.236 | 1140.7741 | 285.1935 | 1416.8589 | 354.2147 | 1692.9438 | 423.236 | 1969.0287 | 492.2572 | 2245.1135 | 561.2784
2025-10-30 12:45 | 2025 | 10 | 30 | 12 | 45 | 13 | 0 | 30 | 52 | 1650.472 | 412.618 | 1111.4714 | 277.8678 | 1380.9717 | 345.2429 | 1650.472 | 412.618 | 1919.9723 | 479.9931 | 2189.4727 | 547.3682
2025-10-30 13:00 | 2025 | 10 | 30 | 13 | 0 | 13 | 15 | 30 | 53 | 1573.5414 | 393.3854 | 1060.3787 | 265.0947 | 1316.9601 | 329.24 | 1573.5414 | 393.3854 | 1830.1228 | 457.5307 | 2086.7042 | 521.676
2025-10-30 13:15 | 2025 | 10 | 30 | 13 | 15 | 13 | 30 | 30 | 54 | 1484.6722 | 371.168 | 999.875 | 249.9687 | 1242.2736 | 310.5684 | 1484.6722 | 371.168 | 1727.0708 | 431.7677 | 1969.4694 | 492.3673
2025-10-30 13:30 | 2025 | 10 | 30 | 13 | 30 | 13 | 45 | 30 | 55 | 1420.4759 | 355.119 | 956.0512 | 239.0128 | 1188.2636 | 297.0659 | 1420.4759 | 355.119 | 1652.6883 | 413.1721 | 1884.9007 | 471.2252
2025-10-30 13:45 | 2025 | 10 | 30 | 13 | 45 | 14 | 0 | 30 | 56 | 1279.655 | 319.9137 | 860.7403 | 215.1851 | 1070.1977 | 267.5494 | 1279.655 | 319.9137 | 1489.1123 | 372.2781 | 1698.5697 | 424.6424
2025-10-30 14:00 | 2025 | 10 | 30 | 14 | 0 | 14 | 15 | 30 | 57 | 1169.2664 | 292.3166 | 785.362 | 196.3405 | 977.3142 | 244.3286 | 1169.2664 | 292.3166 | 1361.2186 | 340.3046 | 1553.1708 | 388.2927
2025-10-30 14:15 | 2025 | 10 | 30 | 14 | 15 | 14 | 30 | 30 | 58 | 1049.049 | 262.2622 | 704.1806 | 176.0451 | 876.6148 | 219.1537 | 1049.049 | 262.2622 | 1221.4832 | 305.3708 | 1393.9174 | 348.4793
2025-10-30 14:30 | 2025 | 10 | 30 | 14 | 30 | 14 | 45 | 30 | 59 | 911.68 | 227.92 | 611.5929 | 152.8982 | 761.6365 | 190.4091 | 911.68 | 227.92 | 1061.7236 | 265.4309 | 1211.7672 | 302.9418
2025-10-30 14:45 | 2025 | 10 | 30 | 14 | 45 | 15 | 0 | 30 | 60 | 796.4702 | 199.1176 | 533.9752 | 133.4938 | 665.2227 | 166.3057 | 796.4702 | 199.1176 | 927.7177 | 231.9294 | 1058.9653 | 264.7413
2025-10-30 15:00 | 2025 | 10 | 30 | 15 | 0 | 15 | 15 | 30 | 61 | 659.8231 | 164.9558 | 441.1559 | 110.289 | 550.4895 | 137.6224 | 659.8231 | 164.9558 | 769.1567 | 192.2892 | 878.4903 | 219.6226
2025-10-30 15:15 | 2025 | 10 | 30 | 15 | 15 | 15 | 30 | 30 | 62 | 433.8484 | 108.4621 | 289.8908 | 72.4727 | 361.8696 | 90.4674 | 433.8484 | 108.4621 | 505.8273 | 126.4568 | 577.8061 | 144.4515
2025-10-30 15:30 | 2025 | 10 | 30 | 15 | 30 | 15 | 45 | 30 | 63 | 240.5514 | 60.1378 | 160.6334 | 40.1583 | 200.5924 | 50.1481 | 240.5514 | 60.1378 | 280.5104 | 70.1276 | 320.4694 | 80.1173
2025-10-30 15:45 | 2025 | 10 | 30 | 15 | 45 | 16 | 0 | 30 | 64 | 104.8396 | 26.2099 | 69.9656 | 17.4914 | 87.4026 | 21.8507 | 104.8396 | 26.2099 | 122.2766 | 30.5691 | 139.7136 | 34.9284
2025-10-30 16:00 | 2025 | 10 | 30 | 16 | 0 | 16 | 15 | 30 | 65 | 0 | 0 | 0 | 0 | 0 | 0 | 0 | 0 | 0 | 0 | 0 | 0
2025-10-30 16:15 | 2025 | 10 | 30 | 16 | 15 | 16 | 30 | 30 | 66 | 0 | 0 | 0 | 0 | 0 | 0 | 0 | 0 | 0 | 0 | 0 | 0
2025-10-30 16:30 | 2025 | 10 | 30 | 16 | 30 | 16 | 45 | 30 | 67 | 0 | 0 | 0 | 0 | 0 | 0 | 0 | 0 | 0 | 0 | 0 | 0
2025-10-30 16:45 | 2025 | 10 | 30 | 16 | 45 | 17 | 0 | 30 | 68 | 0 | 0 | 0 | 0 | 0 | 0 | 0 | 0 | 0 | 0 | 0 | 0
2025-10-30 17:00 | 2025 | 10 | 30 | 17 | 0 | 17 | 15 | 30 | 69 | 0 | 0 | 0 | 0 | 0 | 0 | 0 | 0 | 0 | 0 | 0 | 0
2025-10-30 17:15 | 2025 | 10 | 30 | 17 | 15 | 17 | 30 | 30 | 70 | 0 | 0 | 0 | 0 | 0 | 0 | 0 | 0 | 0 | 0 | 0 | 0
2025-10-30 17:30 | 2025 | 10 | 30 | 17 | 30 | 17 | 45 | 30 | 71 | 0 | 0 | 0 | 0 | 0 | 0 | 0 | 0 | 0 | 0 | 0 | 0
2025-10-30 17:45 | 2025 | 10 | 30 | 17 | 45 | 18 | 0 | 30 | 72 | 0 | 0 | 0 | 0 | 0 | 0 | 0 | 0 | 0 | 0 | 0 | 0
2025-10-30 18:00 | 2025 | 10 | 30 | 18 | 0 | 18 | 15 | 30 | 73 | 0 | 0 | 0 | 0 | 0 | 0 | 0 | 0 | 0 | 0 | 0 | 0
2025-10-30 18:15 | 2025 | 10 | 30 | 18 | 15 | 18 | 30 | 30 | 74 | 0 | 0 | 0 | 0 | 0 | 0 | 0 | 0 | 0 | 0 | 0 | 0
2025-10-30 18:30 | 2025 | 10 | 30 | 18 | 30 | 18 | 45 | 30 | 75 | 0 | 0 | 0 | 0 | 0 | 0 | 0 | 0 | 0 | 0 | 0 | 0
2025-10-30 18:45 | 2025 | 10 | 30 | 18 | 45 | 19 | 0 | 30 | 76 | 0 | 0 | 0 | 0 | 0 | 0 | 0 | 0 | 0 | 0 | 0 | 0
2025-10-30 19:00 | 2025 | 10 | 30 | 19 | 0 | 19 | 15 | 30 | 77 | 0 | 0 | 0 | 0 | 0 | 0 | 0 | 0 | 0 | 0 | 0 | 0
2025-10-30 19:15 | 2025 | 10 | 30 | 19 | 15 | 19 | 30 | 30 | 78 | 0 | 0 | 0 | 0 | 0 | 0 | 0 | 0 | 0 | 0 | 0 | 0
2025-10-30 19:30 | 2025 | 10 | 30 | 19 | 30 | 19 | 45 | 30 | 79 | 0 | 0 | 0 | 0 | 0 | 0 | 0 | 0 | 0 | 0 | 0 | 0
2025-10-30 19:45 | 2025 | 10 | 30 | 19 | 45 | 20 | 0 | 30 | 80 | 0 | 0 | 0 | 0 | 0 | 0 | 0 | 0 | 0 | 0 | 0 | 0
2025-10-30 20:00 | 2025 | 10 | 30 | 20 | 0 | 20 | 15 | 30 | 81 | 0 | 0 | 0 | 0 | 0 | 0 | 0 | 0 | 0 | 0 | 0 | 0
2025-10-30 20:15 | 2025 | 10 | 30 | 20 | 15 | 20 | 30 | 30 | 82 | 0 | 0 | 0 | 0 | 0 | 0 | 0 | 0 | 0 | 0 | 0 | 0
2025-10-30 20:30 | 2025 | 10 | 30 | 20 | 30 | 20 | 45 | 30 | 83 | 0 | 0 | 0 | 0 | 0 | 0 | 0 | 0 | 0 | 0 | 0 | 0
2025-10-30 20:45 | 2025 | 10 | 30 | 20 | 45 | 21 | 0 | 30 | 84 | 0 | 0 | 0 | 0 | 0 | 0 | 0 | 0 | 0 | 0 | 0 | 0
2025-10-30 21:00 | 2025 | 10 | 30 | 21 | 0 | 21 | 15 | 30 | 85 | 0 | 0 | 0 | 0 | 0 | 0 | 0 | 0 | 0 | 0 | 0 | 0
2025-10-30 21:15 | 2025 | 10 | 30 | 21 | 15 | 21 | 30 | 30 | 86 | 0 | 0 | 0 | 0 | 0 | 0 | 0 | 0 | 0 | 0 | 0 | 0
2025-10-30 21:30 | 2025 | 10 | 30 | 21 | 30 | 21 | 45 | 30 | 87 | 0 | 0 | 0 | 0 | 0 | 0 | 0 | 0 | 0 | 0 | 0 | 0
2025-10-30 21:45 | 2025 | 10 | 30 | 21 | 45 | 22 | 0 | 30 | 88 | 0 | 0 | 0 | 0 | 0 | 0 | 0 | 0 | 0 | 0 | 0 | 0
2025-10-30 22:00 | 2025 | 10 | 30 | 22 | 0 | 22 | 15 | 30 | 89 | 0 | 0 | 0 | 0 | 0 | 0 | 0 | 0 | 0 | 0 | 0 | 0
2025-10-30 22:15 | 2025 | 10 | 30 | 22 | 15 | 22 | 30 | 30 | 90 | 0 | 0 | 0 | 0 | 0 | 0 | 0 | 0 | 0 | 0 | 0 | 0
2025-10-30 22:30 | 2025 | 10 | 30 | 22 | 30 | 22 | 45 | 30 | 91 | 0 | 0 | 0 | 0 | 0 | 0 | 0 | 0 | 0 | 0 | 0 | 0
2025-10-30 22:45 | 2025 | 10 | 30 | 22 | 45 | 23 | 0 | 30 | 92 | 0 | 0 | 0 | 0 | 0 | 0 | 0 | 0 | 0 | 0 | 0 | 0
2025-10-30 23:00 | 2025 | 10 | 30 | 23 | 0 | 23 | 15 | 30 | 93 | 0 | 0 | 0 | 0 | 0 | 0 | 0 | 0 | 0 | 0 | 0 | 0
2025-10-30 23:15 | 2025 | 10 | 30 | 23 | 15 | 23 | 30 | 30 | 94 | 0 | 0 | 0 | 0 | 0 | 0 | 0 | 0 | 0 | 0 | 0 | 0
2025-10-30 23:30 | 2025 | 10 | 30 | 23 | 30 | 23 | 45 | 30 | 95 | 0 | 0 | 0 | 0 | 0 | 0 | 0 | 0 | 0 | 0 | 0 | 0
2025-10-30 23:45 | 2025 | 10 | 30 | 23 | 45 | 0 | 0 | 31 | 96 | 0 | 0 | 0 | 0 | 0 | 0 | 0 | 0 | 0 | 0 | 0 | 0